## HCL PO
Purchase Orders | [9 empty] | DC & Bill To Ship To |  |  |  | Tax Invoice
S.No | PO No. | Po date | Site Address |  | Material Description | Qty | Unit | Rate | Amount | Delivery Qty | Delivery UOM | Delivery Source | Delivery Challan No | Billing Qty | Billing Rate | Billing Amount | GST | GST Amount | Total Billing Amount | Bill No | Bill Date | Uploaded in Ariba
1 | 8100013678 | 2024-12-07 | ( AN22 ) HCL TECHNOLOGIES LIMITED |  | SUPPLY OF PHILIPS LED DOWNLIGHTER DN296B LED20S-18W | 50 | Nos | 760 | 38000 |  |  |  |  | 50 | 760 | 38000 | 18% | 6840 | 44840 | UP/000038/24-25 | 29/07/2024
[5 empty] | SUPPLY OF DN296B LED20S RING | 50 | Nos | 208 | 10400 |  |  |  |  | 50 | 208 | 10400 | 18% | 1872 | 12272 | UP/000038/24-25 | 29/07/2024
[5 empty] | SUPPLY OF PHILIPS 15W ULTRA GLOW SQUARE | 60 | Nos | 470 | 28200 |  |  |  |  | 60 | 470 | 28200 | 18% | 5076 | 33276 | UP/000038/24-25 | 29/07/2024
[5 empty] | Installation of LED DOWNLIGHTER DN296B LED20S WITH RING | 50 | Nos | 80 | 4000 |  |  |  |  | 50 | 80 | 4000 | 18% | 720 | 4720 | UP/000057/24-25 | 23/08/2024
[5 empty] | DISMANTLING OF LED DOWNLIGHTER DN296B LED20S | 50 | Nos | 40 | 2000 |  |  |  |  | 50 | 40 | 2000 | 18% | 360 | 2360 | UP/000057/24-25 | 23/08/2024
[5 empty] | Installation of PHILIPS 15W ULTRA GLOW SQUARE | 60 | Nos | 80 | 4800 |  |  |  |  | 60 | 80 | 4800 | 18% | 864 | 5664 | UP/000057/24-25 | 23/08/2024
[5 empty] | DISMANTLING OF PHILIPS BBS175 11W | 60 | Nos | 40 | 2400 |  |  |  |  | 60 | 40 | 2400 | 18% | 432 | 2832 | UP/000057/24-25 | 23/08/2024
Total | [8 empty] | 89800
GST @ 18% | [8 empty] | 16164
Grand Total | [8 empty] | 105964 | [9 empty] | 105964
2 | 8500032296 | 18/07/2024 | ( AN04 ) HCL TECHNOLOGIES LIMITED |  | Supply of 3 blade 500mm sweep Pedestal Fan - Havells FHSWSHSSLB20 | 20 | Nos | 3217 | 64340 |  |  |  |  | 20 | 3217 | 64340 | 0% | 0 | 64340 | UP/000036/24-25 | 2024-07-24
Total | [8 empty] | 64340
GST | [8 empty] | 0
Grand Total | [8 empty] | 64340
3 | 8600048367 | 19/07/2024 | ( AN04 ) HCL TECHNOLOGIES LIMITED |  | Battery Ultralife 9-volt 1200mh | 300 | Nos | 940 | 282000 |  |  |  |  | 300 | 940 | 282000 | 0% | 0 | 282000 | UP/000039/24-25 | 31/07/2024
[5 empty] | Battery Duracell AA | 50 | Nos | 30 | 1500 |  |  |  |  | 50 | 30 | 1500 | 0% | 0 | 1500 | UP/000037/24-25 | 2024-07-24
[5 empty] | Battery water | 100 | Ltr | 13 | 1300 |  |  |  |  | 100 | 13 | 1300 | 0% | 0 | 1300 | UP/000037/24-26 | 2024-07-24
[5 empty] | Blankar - Siemens | 500 | Nos | 26 | 13000 |  |  |  |  | 500 | 26 | 13000 | 0% | 0 | 13000 | UP/000039/24-25 | 31/07/2024
[5 empty] | Cable Tie - Standard - 250 MM | 100 | Pkt | 135 | 13500 |  |  |  |  | 100 | 135 | 13500 | 0% | 0 | 13500 | UP/000037/24-28 | 2024-07-24
[5 empty] | Cable 2 core ,2.5 sqmm - Havells/polycab | 200 | Mtr | 72 | 14400 |  |  |  |  | 200 | 72 | 14400 | 0% | 0 | 14400 | UP/000037/24-29 | 2024-07-24
[5 empty] | Combined Box - Anchor 6 Amp | 50 | Nos | 98 | 4900 |  |  |  |  | 50 | 98 | 4900 | 0% | 0 | 4900 | UP/000037/24-30 | 2024-07-24
[5 empty] | Combined Box - Anchor 16 Amp | 50 | Nos | 145 | 7250 |  |  |  |  | 50 | 145 | 7250 | 0% | 0 | 7250 | UP/000037/24-31 | 2024-07-24
[5 empty] | Single core Wire 1.5 Sqmm Red, Green - Havells/polycab | 360 | Nos | 24 | 8640 |  |  |  |  | 360 | 24 | 8640 | 0% | 0 | 8640 | UP/000037/24-32 | 2024-07-24
[5 empty] | Single core Wire 2.5 Sqmm Red, Green - Havells/polycab | 180 | Mtr | 36 | 6480 |  |  |  |  | 180 | 36 | 6480 | 0% | 0 | 6480 | UP/000037/24-33 | 2024-07-24
[5 empty] | Door Limit Switch - Standard | 20 | Nos | 450 | 9000 |  |  |  |  | 20 | 450 | 9000 | 0% | 0 | 9000 | UP/000037/24-34 | 2024-07-24
[5 empty] | Top 6 amp - Anchor | 50 | Nos | 52 | 2600 |  |  |  |  | 50 | 52 | 2600 | 0% | 0 | 2600 | UP/000037/24-35 | 2024-07-24
[5 empty] | Top 16Amp - Anchor | 50 | Nos | 62 | 3100 |  |  |  |  | 50 | 62 | 3100 | 0% | 0 | 3100 | UP/000037/24-36 | 2024-07-24
[5 empty] | Tape - Steel grip R,Y,B,G,B | 200 | Nos | 10 | 2000 |  |  |  |  | 200 | 10 | 2000 | 0% | 0 | 2000 | UP/000037/24-37 | 2024-07-24
[5 empty] | Switch - Honeywell - DH411WHI-16 amp | 50 | Nos | 152 | 7600 |  |  |  |  | 50 | 152 | 7600 | 0 | 0 | 7600 | UP/000039/24-25 | 31/07/2024
[5 empty] | Switch - Honeywell - DW501DWHI-6 amp | 50 | Nos | 88 | 4400 |  |  |  |  | 50 | 88 | 4400 | 0 | 0 | 4400 | UP/000039/24-25 | 31/07/2024
[5 empty] | Socket - Honeywell - DW424WHI-10amp | 50 | Nos | 232 | 11600 |  |  |  |  | 50 | 232 | 11600 | 0 | 0 | 11600 | UP/000039/24-25 | 31/07/2024 | PO Closed
Total | [8 empty] | 393270
GST | [8 empty] | 0 | [9 empty] | 393270
Grand Total | [8 empty] | 393270
4 | 8600048368 | 19/07/2024 | ( AN04 ) HCL TECHNOLOGIES LIMITED |  | Battery - Ultralife 9 volt 1200mh | 200 | Nos | 940 | 188000 |  |  |  |  | 200 | 940 | 188000 | 0 | 0 | 188000 | UP/000040/24-25 | 31/07/2024 | PO Closed
Total | [8 empty] | 188000
GST | [8 empty] | 0
Grand Total | [8 empty] | 188000
5 | 8100013791 | 22/07/2024 | ( AN04 ) HCL TECHNOLOGIES LIMITED |  | Supply of sump pump, Model: DPK.15.80.55.5.0D, Make: Grundfos | 1 | Nos | 160500 | 160500 |  |  |  |  | 1 | 160500 | 160500 | 0% | 0 | 160500 | UP/000046/24-25 | 2024-09-08
[5 empty] | Installation of pumps requires pipe, flanges, nut bolt as require in pumps with welding, cutting, jointing new Flange | 1 | Job | 11000 | 11000 |  |  |  |  | 1 | 11000 | 11000 | 0% | 0 | 11000 | UP/000046/24-25 | 23/8/2024
Total | [8 empty] | 171500
GST | [8 empty] | 0
Grand Total | [8 empty] | 171500
6 | 9200119081 | 24/07/2024 | ( AN04 ) HCL TECHNOLOGIES LIMITED |  | Supply & Laying of 50mm PVC Pipe with Required Fittings like Bend, Sockets Y-tee etc. Cost including of Clamps & fasteners, C-channel, Threaded Rod etc for Laying & fixing PVC Line from 08th Floor to Basement. Cost of scaffolding is included | 1 | Job | 21240 | 21240 | 90 | Mtr | Challan | 059/06.08.24 | 90 | 236 | 21240 | 0% | 0 | 21240 | UP/000059/24-25 | 23/8/2024
[5 empty] | Providing & Laying of 32mm Dia Cpvc line from domestic line to lab room 8th floor area including of fittings & labour work | 1 | Nos | 35400 | 35400 | 100 | Rmt | Challan | 056/27.07.24 | 100 | 354 | 35400 | 0% | 0 | 35400 | UP/000059/24-25 | 23/8/2024
[5 empty] | Supply & fixing of Ball valve 32 MM | 1 | Nos | 1593 | 1593 | 1 | Nos | Challan | 056/27.07.24 | 1 | 1593 | 1593 | 0% | 0 | 1593 | UP/000059/24-25 | 23/8/2024
[5 empty] | Supply & fixing of CPVC Ball valve 32 MM | 1 | Nos | 1950 | 1950 | 3 | Nos | Challan | 056/27.07.24 | 3 | 650 | 1950 | 0% | 0 | 1950 | UP/000059/24-25 | 23/8/2024
[5 empty] | Misc work for Dismantling of PCC floor & cutting of Chequered Plate & Refix with PCC floor | 1 | Job | 5310 | 5310 |  |  |  |  | 3 | 1770 | 5310 | 0% | 0 | 5310 | UP/000059/24-25 | 23/8/2024
[5 empty] | Supply & Fixing of 1000 Ltr Plastic Tank | 1 | Nos | 11800 | 11800 | 1 | Nos | Challan | 056/27.07.24 | 1 | 11800 | 11800 | 0% | 0 | 11800 | UP/000059/24-25 | 23/8/2024
[5 empty] | Shifting of 1000 Ltr Plastic tanks from ground floor to 14 floor terrace | 1 | Job | 9545 | 9545 |  |  |  |  | 1 | 9545 | 9545 | 0% | 0 | 9545 | UP/000059/24-25 | 23/8/2024
[5 empty] | Providing and fixing tanks connector | 1 | Job | 1000 | 1000 | 1 | Nos | Challan | 056/27.07.24 | 2 | 500 | 1000 | 0% | 0 | 1000 | UP/000059/24-25 | 23/8/2024
[5 empty] | Making joint of CPVC pipe to 2 inch GI pipe as require material | 1 | Job | 1770 | 1770 |  |  |  |  | 1 | 1770 | 1770 | 0% | 0 | 1770 | UP/000059/24-25 | 23/8/2024
[5 empty] | Crompton 1 HP mini water pump single phase with water pressure boosting 24-liter tank (Available in multicolour) with accessories NRV, 5-way connector, pressure switch, pressure gauge | 1 | Job | 15400 | 15400 | 1 | Nos | Challan | 056/27.07.24 | 1 | 15400 | 15400 | 0% | 0 | 15400 | UP/000059/24-25 | 23/8/2024
[5 empty] | Supply and fixing 2.5X3C flexible cable | 1 | Nos | 7400 | 7400 | 50 | Mtr | Challan | 056/27.07.24 | 50 | 148 | 7400 | 0% | 0 | 7400 | UP/000059/24-25 | 23/8/2024
[5 empty] | Core-Cutting of 75mm Dia on 8th floor for laying pvc line | 1 | Job | 5900 | 5900 |  |  |  |  | 2 | 2950 | 5900 | 0% | 0 | 5900 | UP/000059/24-25 | 23/8/2024
[5 empty] | Dismantling of pcc and tiles from drainage line | 1 | Job | 960 | 960 |  |  |  |  | 20 | 48 | 960 | 0% | 0 | 960 | UP/000059/24-25 | 23/8/2024
[5 empty] | Providing of pcc on drainage line | 1 | Job | 6400 | 6400 |  |  |  |  | 20 | 320 | 6400 | 0% | 0 | 6400 | UP/000059/24-25 | 23/8/2024
[5 empty] | Dismantling of pcc and tiles up to linter approx. sizes 3.5 X 3.5 feet | 1 | Job | 1652 | 1652 |  |  |  |  | 2 | 826 | 1652 | 0% | 0 | 1652 | UP/000059/24-25 | 23/8/2024
[5 empty] | Providing and laying pcc 3.5 X 3.5 X 1 feet height | 1 | Job | 14160 | 14160 |  |  |  |  | 2 | 7080 | 14160 | 0% | 0 | 14160 | UP/000059/24-25 | 23/8/2024
[5 empty] | Providing and fixing of tiles as existing | 1 | Job | 17700 | 17700 | 100 | Sqft | Challan | 056/27.07.24 | 100 | 177 | 17700 | 0% | 0 | 17700 | UP/000059/24-25 | 23/8/2024
[5 empty] | Making of water outlets point as require material | 1 | Job | 2360 | 2360 |  |  |  |  | 2 | 1180 | 2360 | 0% | 0 | 2360 | UP/000059/24-25 | 23/8/2024
[5 empty] | Drainage point connect to washing machine as require material | 1 | Job | 1800 | 1800 |  |  |  |  | 2 | 900 | 1800 | 0% | 0 | 1800 | UP/000059/24-25 | 23/8/2024
[5 empty] | Gypsum ceiling cutting and repairing with paint as require material | 1 | Job | 14100 | 14100 |  |  |  |  | 150 | 94 | 14100 | 0% | 0 | 14100 | UP/000059/24-25 | 23/8/2024
[5 empty] | Supply and fixing 16A RCCB | 2 | Nos | 2250 | 4500 | 2 | Nos | Challan | 058/08.08.24 | 2 | 2250 | 4500 | 0% | 0 | 4500 | UP/000059/24-25 | 23/8/2024
[5 empty] | Supply and fixing 32A RCCB | 1 | Nos | 2460 | 2460 | 1 | Nos | Challan | 058/08.08.24 | 1 | 2460 | 2460 | 0% | 0 | 2460 | UP/000059/24-25 | 23/8/2024
Total | [8 empty] | 184400
GST | [8 empty] | 0
Grand Total | [8 empty] | 184400
7 | 9200119141 | 24/07/2024 | ( AN04 ) HCL TECHNOLOGIES LIMITED |  | Supply and fixing 170W,12V Polycrystalline Solar Panel | 1 | Nos | 10685 | 10685 | 1 | Nos | Ship to Super power batteries | 113/09.08.2024 | 1 | 10685 | 10685 | 0% | 0 | 10685 | UP/000060/24-25 | 23/8/2024
[5 empty] | Pole repairing with welding, grouting, making & fixing of solar panel MS structure | 1 | Job | 5175 | 5175 |  |  |  |  | 1 | 5175 | 5175 | 0% | 0 | 5175 | UP/000060/24-25 | 23/8/2024
[5 empty] | Testing & commissioning of street lights- Lights acrylic frame replacement,fixture alignment, wiring connections from supply point | 1 | Job | 4700 | 4700 |  |  |  |  | 1 | 4700 | 4700 | 0% | 0 | 4700 | UP/000060/24-25 | 23/8/2024
Total | [8 empty] | 20560
GST | [8 empty] | 0
Grand Total | [8 empty] | 20560
8 | 8100013990 | 31/07/2024 | ( AN04 ) HCL TECHNOLOGIES LIMITED | Service | Installation of materials at ground floor to 14 floor in bathroom shaft | 14 | Job | 7000 | 98000 |  |  |  |  | 14 | 7000 | 98000 | 0% |  | 98000 | UP/000153/24-25 | 20/2/2025 | Uploaded on 25.03.25
|  |  |  | Material | Supply of Butterfly Valve (Wafer Type) PN-16 with SG Iron Disc 65 MM Dia ( Zoloto) | 20 | Nos | 3310 | 66200 |  |  |  |  | 20 | 3310 | 66200 | 0% |  | 66200 | UP/000061/24-25 | 28/8/2024
|  |  |  | Material | Supply of CPVC Socket 2 inch - Supreme/Astral- | 20 | Nos | 135 | 2700 |  |  |  |  | 20 | 135 | 2700 | 0% |  | 2700 | UP/000070/24-25 | 2024-10-09
|  |  |  | Material | Supply of CPVC MTA brass 2 inch - Supreme/Astral | 25 | Nos | 1495 | 37375 |  |  |  |  | 25 | 1495 | 37375 | 0% |  | 37375 | UP/000070/24-25 | 2024-10-09
|  |  |  | Material | Supply of CPVC Tee 2 inch - Supreme/Astral- | 12 | Nos | 582 | 6984 |  |  |  |  | 12 | 582 | 6984 | 0% |  | 6984 | UP/000070/24-25 | 2024-10-09
|  |  |  | Material | Supply of CPVC Union 2 inch | 12 | Nos | 298 | 3576 |  |  |  |  | 12 | 298 | 3576 | 0% |  | 3576 | UP/000070/24-25 | 2024-10-09
|  |  |  | Material | Supply of CPVC Elbow 2 inch | 8 | Nos | 200 | 1600 |  |  |  |  | 8 | 200 | 1600 | 0% |  | 1600 | UP/000070/24-25 | 2024-10-09
|  |  |  | Material | Supply of CPVC Reducer 40/50 mm | 10 | Nos | 144 | 1440 |  |  |  |  | 10 | 144 | 1440 | 0% |  | 1440 | UP/000070/24-25 | 2024-10-09
|  |  |  | Material | Supply of 40 mm CPVC Socket | 10 | Nos | 132 | 1320 |  |  |  |  | 10 | 132 | 1320 | 0% |  | 1320 | UP/000070/24-25 | 2024-10-09
|  |  |  | Material | Supply of CPVC Elbow 40 mm | 10 | Nos | 174 | 1740 |  |  |  |  | 10 | 174 | 1740 | 0% |  | 1740 | UP/000070/24-25 | 2024-10-09
|  |  |  | Material | Supply of Nut Bolt | 15 | Kg | 156 | 2340 |  |  |  |  | 15 | 156 | 2340 | 0% |  | 2340 | UP/000072/24-25 | 2024-12-09
|  |  |  | Material | Supply of CPVC Solvent | 5 | Kg | 805 | 4025 |  |  |  |  | 5 | 805 | 4025 | 0% |  | 4025 | UP/000070/24-25 | 2024-10-09
|  |  |  | Material | ZOLOTO Brass Forged Ball Valve (Silver_ 2 inch/50mm) | 50 | Nos | 2534 | 126700 |  |  |  |  | 50 | 2534 | 126700 | 0% |  | 126700 | UP/000061/24-25 | 28/8/2024
Total | [8 empty] | 354000
GST | [8 empty] | 0
Grand Total | [8 empty] | 354000 | [9 empty] | 354000
9 | PO201/24-25/00051 | 2024-05-08 | SSN Pondi A-9 , SECTOR -3 , NOIDA |  | Godrej Fire Resistant Filing Cabinet Four Drawer H x W x D(63 x 22 x 33 ) (Inch) Weight 510 kg | 2 | Nos | 78473.62 | 156947.24 |  |  |  |  | 2 | 78473.62 | 156947.24 | 18% | 28250.5032 | 185197.7432 | HR/000082/24-37 | 22/8/2024
[5 empty] | Lifting & Shifting | 2 | Job | 27937.7 | 55875.4 |  |  |  |  | 2 | 27937.7 | 55875.4 | 18% | 10057.572 | 65932.972 | HR/000143/24-37 | 26/11/2024
[5 empty] | Transit Insurance | 1 | Job | 21633.07 | 21633.07 |  |  |  |  | 1 | 21633.07 | 21633.07 | 18% | 3893.9526 | 25527.0226 | HR/000143/24-37 | 26/11/2024
234455.71
Total | [8 empty] | 42202.0278
GST | [18 empty] | 276657.7378
Grand Total | [8 empty] | 276657.7378
10 | 8100014093 | 2024-08-08 | ( AN08 ) HCL TECHNOLOGIES LIMITED - Sec-60 | Service | Providing and laying Ceramic glazed wall tiles 300X300mm (Thickness to be specifed by the manufacturer) of Ist qulity confirming to IS : 15622 of approved make in colours such as existing , laid on 20mm thick cement mortar 1:4 (1 cement : 4 coares sand) including pointing the joints with white cement and matching pigment etc. complete | 100 | Sqmtr | 1725 | 172500 | 28 | Sqmtr | Challan | 0146/22.11.24 | 28 | 1725 | 48300 | 18% | 8694 | 56994 | UP/000129/24-25 | 14/1/2024
| 8100014093 | 13/01/2025 | P.O Changed with Tax | Service | Dismanting Tile work in wall laid cement mortar including stacking material | 100 | Sqmtr | 575 | 57500 |  |  |  |  | 28 | 575 | 16100 | 18% | 2898 | 18998 | UP/000129/24-25 | 14/1/2024
|  |  |  | Service | Skirting (Chhiri) cutting in wall for laying 15-20 mm CPVC Pipes and refilling with 12mm cement plaster of mix 1:6 (1 Cement 6 Fine sand) | 100 | Mtr | 57 | 5700 |  |  |  |  | 46.5 | 57 | 2650.5 | 18% | 477.09 | 3127.59 | UP/000129/24-25 | 14/1/2024
|  |  |  | Service | Demolishing cement concrete tiles manually / by mechanical means including 04 No. urinal drain line disposal of material | 1 | Job | 9500 | 9500 | [5 empty] | 9500 | 0 | 18% | 0 | 0
|  |  |  | Service | Providing and fixing PVC Pipe including cutting and threading the pipe and making long screwsetc. Complete (new work) for 04 No.urinal drain line at nearest drain point | 1 | Job | 11500 | 11500 | [5 empty] | 11500 | 0 | 18% | 0 | 0
|  |  |  | Service | Hydro MPC installation charge | 1 | Job | 23000 | 23000 |  |  |  |  | 1 | 23000 | 23000 | 18% | 4140 | 27140 | UP/000129/24-25 | 14/1/2024
|  |  |  | Service | Pressure Tank installation with as require cpvc pipe and fitting | 1 | Job | 5000 | 5000 |  |  |  |  | 1 | 5000 | 5000 | 18% | 900 | 5900 | UP/000129/24-25 | 14/1/2024
|  |  |  | Service | Providing and fixing distribution board | 1 | Nos | 8141 | 8141 | 1 | Nos | Challan | 163/14.12.24 | 1 | 8141 | 8141 | 18% | 1465.38 | 9606.38 | UP/000129/24-25 | 14/1/2024
|  |  |  | Service | Providing and laying cement concrete 1 : 2 : 4 (1 cement : 2 coarse sand : 4 stone aggregate 20mm nominal size) excluding the cost of centring and shuttering in oundations for hydrometic pump base | 1 | Job | 17550 | 17550 |  |  |  |  | 1 | 17550 | 17550 | 18% | 3159 | 20709 | UP/000129/24-25 | 14/1/2024
|  |  |  | Service | Making of Hole on Wall in bathro om for water inlet connection and repairing | 12 | Job | 3450 | 41400 |  |  |  |  | 12 | 3450 | 41400 | 18% | 7452 | 48852 | UP/000129/24-25 | 14/1/2024
|  |  |  | Service | Road cutting for laying of 50MM CPVC Treated water line and install C class MS pipe for protecting the CPVC Pipe, after that work filling the road with PCC (Required C class MS pipe will provide by the client) | 20 | Job | 445 | 8900 |  |  |  |  | 17.5 | 445 | 7787.5 | 18% | 1401.75 | 9189.25 | UP/000129/24-25 | 14/1/2024
|  |  |  | Service | Existing fresh water pipe line connect with treated water line along with key lockable valve at terrace area 50MM | 4 | Job | 2800 | 11200 | [5 empty] | 2800 | 0 | 18% | 0 | 0
|  |  |  | Service | Providing and installation of Kranti 50 mm Kflow Cast Iron Body Flow Water Meter as require material, flench, nut bolt etc | 2 | Job | 11500 | 23000 | 2 | Nos | Challan | 174/27.12.24 | 1 | 11500 | 11500 | 18% | 2070 | 13570 | UP/000129/24-25 | 14/1/2024
|  |  |  | Material | Providing and Chlorinated Polyvinyl Chloride (CPVC) pipes, having thermal stability for hot & cold water supply including all CPVC plain & brass threaded fittings This includes jointing of pipes & fittings with one step CPVC solvent cement - 50 mm nominal dia Pipes | 350 | Mtr | 940 | 329000 |  |  | Challan | 126/24.10.24 | 335 | 940 | 314900 | 18% | 56682 | 371582 | UP/000129/24-25 | 14/1/2024
|  |  |  | Material | Providing and Chlorinated Polyvinyl Chloride (CPVC) pipes, having thermal stability for hot & cold water supply including all CPVC plain & brass threaded fittings This includes jointing of pipes & fittings with one step CPVC solvent cement - 20 mm nominal dia Pipes | 100 | Mtr | 405 | 40500 | 150 | Mtr | Challan | 147/23.11.24 | 85 | 405 | 34425 | 18% | 6196.5 | 40621.5 | UP/000129/24-25 | 14/1/2024
|  |  |  | Material | Hydro MPC F 2xCR10-05 Flow in m3h: 8, Head in Meter: 46, Power in kW: 2.2 RPM: 2900, Motor Class: IE3, Phase-3 CI Casing & SS Impeller Scope of Supply: Grundfos Make 2 Nos pumps with Motor Set with GI Manifold and Common Header Manifold, VFD_PLC Auto Control Panel,Pressure Gauge, Pressure Transmitter, NRV, Butterfly Valves, Flanges etc. Only | 1 | Set | 738705 | 738705 | 1 | Set | Challan | 164/14.12.24 | 1 | 738705 | 738705 | 18% | 132966.9 | 871671.9 | UP/000129/24-25 | 14/1/2024
|  |  |  | Material | Pressure Tank 100 Ltr: GT-H-100 PN10 G1 V | 1 | Nos | 35264 | 35264 | 1 | Nos | Challan | 164/14.12.24 | 1 | 35264 | 35264 | 18% | 6347.52 | 41611.52 | UP/000129/24-25 | 14/1/2024
|  |  |  | Material | CABLES & CABLE TERMINATIONS - Supply, Laying, installation, testing and commissionig of following sizes of PVC insulated PVC sheathed copper conductor armoured cable to be laying in existing cable trench or to be laid in existing pipes of with necessary clamps, spacers with cleating on wall ceiling etc. complete to the satisfaction of EIC. All types of cable excavation works should be in contractor's scope. with Complete termination & Metal Glanding - 4 x 6 sq. mm Cu. Armoured Conductor cable (Main Panel to Input DB) | 100 | Mtr | 410 | 41000 | 100 | Mtr | Challan | 165/15.12.24 | 85 | 410 | 34850 | 18% | 6273 | 41123 | UP/000129/24-25 | 14/1/2024
|  |  |  | Material | CABLES & CABLE TERMINATIONS - Supply, Laying, installation, testing and commissionig of following sizes of PVC insulated PVC sheathed copper conductor armoured cable to be laying in existing cable trench or to be laid in existing pipes of with necessary clamps, spacers with cleating on wall ceiling etc. complete to the satisfaction of EIC. All types of cable excavation works should be in contractor's scope. with Complete termination & Metal Glanding - 1 X 16 sq.mm flexible cu cable) | 20 | Mtr | 282 | 5640 |  |  |  |  | 20 | 282 | 5640 | 18% | 1015.2 | 6655.2 | UP/000129/24-25 | 14/1/2024
Total | [8 empty] | 1585000 | [6 empty] | 1345213 |  |  | 1587351.34
GST 18% | [8 empty] | 285300
Grand Total | [8 empty] | 1870300
11 | 8600048935 | 13/08/2024 | ( AN04 ) HCL TECHNOLOGIES LIMITED |  | Battery - 200 Ultralife 9 volt 1200mh | 200 | Nos | 940 | 188000 |  |  |  |  | 200 | 02.09.2024 | 188000 | 0 | 0 | 188000 | UP/000062/24-25 | 20/9/2024
Total
GST | [8 empty] | 0
Grand Total | [8 empty] | 188000
12 | 8600049005 | 14/08/2024 | ( AN04 ) HCL TECHNOLOGIES LIMITED |  | Battery - 200 Ultralife 9 volt 1200mh | 500 | Nos | 940 | 470000 |  |  |  |  | 100 | 940 | 94000 | 18 | 16920 |  | UP/000047/24-25 | 20/8/2024
[14 empty] | 400 | 940 | 376000 | 18 | 67680 |  | UP/000063/24-25 | 2024-02-09
Total
GST | [8 empty] | 84600 | [6 empty] | 16920
Grand Total | [8 empty] | 554600
13 | 8100014243 | 23/08/2024 | ( AN08 ) HCL TECHNOLOGIES LIMITED - Sector-60 |  | Gypsum board false ceiling Providing and fixing at position of false ceilling the gypsum board must be 12mm and fixing to GI freme and joint to be properly filled in with POP and paper tape High 15 to 18 feet from floor | 300 | Sqft | 90 | 27000 | 13 | Nos | Challan | 70 | 300 | 90 | 27000 | 18% | 4860 | 31860 | UP/000104/24-25 | 2024-02-12 | Uploaded
[5 empty] | Grids ceiling repairing with as require metairial as existing make modal | 200 | Sqft | 75 | 15000 | 20 | Nos | Challan | 70 | 200 | 75 | 15000 | 18% | 2700 | 17700 | UP/000104/24-25 | 2024-02-12 | Uploaded
[5 empty] | Providing and applying plastic paint in New base 2 or more coad | 1000 | Sqft | 11 | 11000 | 20 | Ltr | Challan | 70 | 1000 | 11 | 11000 | 18% | 1980 | 12980 | UP/000104/24-25 | 2024-02-12 | Uploaded
[5 empty] | Providing and applying pop puti | 1000 | Sqft | 4 | 4000 | 1 | Bag | Challan | 70 | 1000 | 4 | 4000 | 18% | 720 | 4720 | UP/000104/24-25 | 2024-02-12 | Uploaded
[5 empty] | Supply of Dune Max Microlook 600*600*20mm Ceiling Tile (10 Pcs) Armstrong | 10 | Box | 4680 | 46800 |  |  |  |  | 10 | 4680 | 46800 | 18 | 8424 | 55224 | UP/000054/24-25 | 23/8/2024
Total | [8 empty] | 103800
GST | [8 empty] | 18684
Grand Total | [8 empty] | 122484
14 | 8100014255 | 23/08/2024 | ( AP03 ) HCL TECHNOLOGIES LIMITED |  | Providing 9 V lithium battery (U9VL-J-P 1200mAh) | 80 | Nos | 940 | 75200 |  |  |  |  | 80 | 940 | 75200 | 18% | 13536 | 88736 | UP/000064/24-25 | 2024-03-09
[5 empty] | Jaguar tap battery box ZSN-CNR-090 | 5 | Nos | 2775 | 13875 |  |  |  |  | 5 | 2775 | 13875 | 18% | 2497.5 | 16372.5 | UP/000064/24-25 | 2024-03-09
[5 empty] | Freight Charges | 1 | Job | 1500 | 1500 |  |  |  |  | 1 | 1500 | 1500 | 18% | 270 | 1770 | UP/000064/24-25 | 2024-03-09
Total | [8 empty] | 90575 | [9 empty] | 106878.5
GST | [8 empty] | 16303.5
Grand Total | [8 empty] | 106878.5
15 | 8600049330 | 28/08/2024 | ( AN04 ) HCL TECHNOLOGIES LIMITED |  | Health Faucet set - Jaquar | 50 | Nos | 1191 | 59550 |  |  |  |  | 50 | 1191 | 59550 | 0% |  | 59550 | UP/000066/24-25 | 2024-05-09
[5 empty] | Angle Valve - Jaquar - CON-CHR-053KN | 30 | Nos | 696 | 20880 |  |  |  |  | 30 | 696 | 20880 | 0% |  | 20880
[5 empty] | Water Taps - Jaquar - FLR-CHR-5001B | 10 | Nos | 2930 | 29300 |  |  |  |  | 10 | 2930 | 29300 | 0% |  | 29300
[5 empty] | SS Plain Drain Jali 4X4 inch square | 160 | Nos | 165 | 26400 |  |  |  |  | 160 | 165 | 26400 | 0% |  | 26400
[5 empty] | Bottle trap - Jaquar - ALD-CHR-769 | 30 | Nos | 1356 | 40680 |  |  |  |  | 30 | 1356 | 40680 | 0% |  | 40680
[5 empty] | Waste Jali - Jaquar - ALD-CHR-705 | 50 | Nos | 403 | 20150 |  |  |  |  | 50 | 403 | 20150 | 0% |  | 20150
Total | [8 empty] | 196960
GST | [8 empty] | 0
Grand Total | [8 empty] | 196960
16 | 8100014388 | 2024-03-09 | ( AN22 ) HCL TECHNOLOGIES LIMITED | Material | Washbasin Tap (Model: ET11) Functioning on both electrical (AC 220V, 50 Hz) and battery power (4 X AA Duracell) | 3 | Nos | 6400 | 19200 |  |  |  |  | 3 | 6400 | 19200 | 18% | 3456 | 22656 | UP/000071/24-25 | 2024-11-09
|  |  |  | Material | Washbasin Model: ZEN (under counter) - Make Hindware | 3 | Nos | 3890 | 11670 |  |  |  |  | 3 | 3890 | 11670 | 18% | 2100.6 | 13770.6 | UP/000071/24-25 | 2024-11-09
|  |  |  | Material | Supply of Angle Valve (Model: 5053) - Make Jaquar | 3 | Nos | 1500 | 4500 |  |  |  |  | 3 | 1500 | 4500 | 18% | 810 | 5310 | UP/000071/24-25 | 2024-11-09
|  |  |  | Material | Required all Sanitary pipes, fittings | 1 | Lot | 16500 | 16500 |  |  |  |  | 1 | 16500 | 16500 | 18% | 2970 | 19470 | UP/000071/24-25 | 2024-11-09
|  |  |  | Material | Bottle Trap - Standard | 3 | Nos | 1560 | 4680 |  |  |  |  | 3 | 1560 | 4680 | 18% | 842.4 | 5522.4 | UP/000071/24-25 | 2024-11-09
|  |  |  | Material | Hindware Make Urinal Flat Back Small complete set | 3 | Nos | 3780 | 11340 |  |  |  |  | 3 | 3780 | 11340 | 18% | 2041.2 | 13381.2 | UP/000071/24-25 | 2024-11-09
|  |  |  | Material | Hindware Division Plate for Urinal complete set - Hindware | 2 | Nos | 2900 | 5800 |  |  |  |  | 2 | 2900 | 5800 | 18% | 1044 | 6844 | UP/000071/24-25 | 2024-11-09
|  |  |  | Material | Urinal sensor Utech complete set - U-tec | 3 | Nos | 7200 | 21600 |  |  |  |  | 3 | 7200 | 21600 | 18% | 3888 | 25488 | UP/000071/24-25 | 2024-11-09
|  |  |  | Service | Supply & Installation of 2.5 Sq Mm 3 Core Polycab/Havells wire, 25 MM Conduit for Electrical Provision of Sensor | 3 | Job | 3800 | 11400 | 48 | Mtr | Challan | 79 | 3 | 3800 | 11400 | 18% | 2052 | 13452 | UP/000152/24-25 | 20/2/2025 | 25.03.2025
|  |  |  | Service | Supply and fixing of new slab with black granite - Standard | 50 | Sqft | 480 | 24000 |  |  | Challan | 78 | 50 | 480 | 24000 | 18% | 4320 | 28320 | UP/000152/24-25 | 20/2/2025 | 25.03.2025
|  |  |  | Service | Dismantling of old urinal and Wash basin | 6 | Lot | 1000 | 6000 |  |  |  |  | 6 | 1000 | 6000 | 18% | 1080 | 7080 | UP/000152/24-25 | 20/2/2025 | 25.03.2025
|  |  |  | Service | Alteration of wooden work size 10 feet X 2 feet and height 2.5 feet | 1 | Lot | 58600 | 58600 |  |  | Challan | 78 | 1 | 58600 | 58600 | 18% | 10548 | 69148 | UP/000152/24-25 | 20/2/2025 | 25.03.2025
|  |  |  | Service | Debris shifting outside of campus | 1 | Lot | 3000 | 3000 |  |  | Challan | 78 | 1 | 3000 | 3000 | 18% | 540 | 3540 | UP/000152/24-25 | 20/2/2025 | 25.03.2025
|  |  |  | Service | Providing and fixing wall tiles - Kajaria/Somania/Equivalent | 300 | Sqft | 143 | 42900 | 38 | Box | Challan | 78 | 300 | 143 | 42900 | 18% | 7722 | 50622 | UP/000152/24-25 | 20/2/2025 | 25.03.2025
|  |  |  | Service | Dismantling of existing tiles | 300 | Sqft | 69 | 20700 |  |  |  |  | 300 | 69 | 20700 | 18% | 3726 | 24426 | UP/000152/24-25 | 20/2/2025 | 25.03.2025
|  |  |  | Service | Installation of Wash basin, urinal sensor, urinal pot, and urinal partition | 12 | Job | 3200 | 38400 |  |  | Challan | 78 | 12 | 3200 | 38400 | 18% | 6912 | 45312 | UP/000152/24-25 | 20/2/2025 | 25.03.2025
|  |  |  | Service | Supply and fixing D lock complete set - Standard | 1 | Nos | 2356 | 2356 | 1 | Nos | Challan | 90 | 1 | 2356 | 2356 | 18% | 424.08 | 2780.08 | UP/000152/24-25 | 20/2/2025 | 25.03.2025
|  |  |  | Service | Supply and fixing laminate and door alignment complete set repairs | 1 | Nos | 6300 | 6300 |  |  | Challan | 78 | 1 | 6300 | 6300 | 18% | 1134 | 7434 | UP/000152/24-25 | 20/2/2025 | 25.03.2025
|  |  |  | Service | Applying Plastic paint with minor repairing | 350 | Sqft | 12 | 4200 |  |  | Challan | 78 | 350 | 12 | 4200 | 18% | 756 | 4956 | UP/000152/24-25 | 20/2/2025 | 25.03.2025
|  |  |  | Service | Supply and fixing 12W down light - Philips | 15 | Nos | 1250 | 18750 | 15 | Nos | Challan | 81 | 15 | 1250 | 18750 | 18% | 3375 | 22125 | UP/000152/24-25 | 20/2/2025 | 25.03.2025
|  |  |  | Service | Supply and installation of wall mirror 6 mm looking glass with 12 mm plywood board (size 2 X 3 feet) | 3 | Nos | 3500 | 10500 | 3 | Nos | Challan | 93 | 3 | 3500 | 10500 | 18% | 1890 | 12390 | UP/000152/24-25 | 20/2/2025 | 25.03.2025
|  |  |  | Service | Supply Installation of wooden Door Louver 1.5 X 3 feet | 1 | Nos | 2804 | 2804 |  |  | Challan | 78 | 1 | 2804 | 2804 | 18% | 504.72 | 3308.72 | UP/000152/24-25 | 20/2/2025 | 25.03.2025
|  |  |  | Service | Supply & installation of Exhaust fan 300 mm Crompton | 1 | Nos | 5800 | 5800 | 1 | Nos | Challan | 78 | 1 | 5800 | 5800 | 18% | 1044 | 6844 | UP/000152/24-25 | 20/2/2025 | 25.03.2025
|  |  |  | Service | Repairs to plaster of thickness 12 mm to 20 mm cement plaster of mix : 13.1.1 1:6 cement: 6 fine sand | 300 | Sqft | 70 | 21000 |  |  |  |  | 300 | 70 | 21000 | 18% | 3780 | 24780 | UP/000152/24-25 | 20/2/2025 | 25.03.2025
Total | [8 empty] | 372000
GST | [8 empty] | 66960
Grand Total | [8 empty] | 438960
17 | 9200122123 | 2024-12-09 | ( AN04 ) HCL TECHNOLOGIES LIMITED | Service | Service charges for Cutting of MS frame(8feetX7feet) into small sizes | 1 | Job | 9550 | 9550 |  |  |  |  | 1 | 9950 | 9950 | 18% | 1791 | 11741 | UP/000073/24-25 | 16/09/2024
Total | [8 empty] | 9550
GST | [8 empty] | 1719
Grand Total | [8 empty] | 11269
18 | 9200122124 | 2024-12-09 | ( AN08 ) HCL TECHNOLOGIES LIMITED Sec-60 |  | Providing and fabrication of 50X 6 mm ms flats patti fixing of old ms frame in 2 inch | 180 | Rft | 90 | 16200 | 180 | Rft | Challan | 91 | 180 | 90 | 16200 | 18% | 2916 | 19116 | UP/000084/24-25 | 22/10/2024
[5 empty] | Dismantling of 5000 Ltr water tank | 1 | Job | 6500 | 6500 |  |  |  |  | 1 | 6500 | 6500 | 18% | 1170 | 7670 | UP/000084/24-25 | 22/10/2024
[5 empty] | Supply of Sintex Pure Antimicrobial, 5000 Liters, White | 1 | Nos | 54500 | 54500 | 1 | Nos | Challan | 89 | 1 | 54500 | 54500 | 18% | 9810 | 64310 | UP/000084/24-25 | 22/10/2024
[5 empty] | Supply of tank nipple | 2 | Nos | 720 | 1440 |  |  |  |  | 2 | 720 | 1440 | 18% | 259.2 | 1699.2 | UP/000084/24-25 | 22/10/2024
[5 empty] | Water Tank 5000 Ltr Shifting to 2nd floor terrace from ground floor | 1 | Job | 11500 | 11500 |  |  |  |  | 1 | 11500 | 11500 | 18% | 2070 | 13570 | UP/000084/24-25 | 22/10/2024
[5 empty] | Installation of water tank 5000 Ltr | 1 | Job | 8500 | 8500 |  |  |  |  | 1 | 8500 | 8500 | 18% | 1530 | 10030 | UP/000084/24-25 | 22/10/2024
Total | [8 empty] | 98640
GST | [8 empty] | 17755.2
Grand Total | [8 empty] | 116395.2
19 | 8100014556 | 15/09/2024 | ( AN04 ) HCL TECHNOLOGIES LIMITED |  | Supply of PVC PIPE 200 mm (10 KG) pressure | 160 | Mtr | 1330 | 212800 |  |  |  |  | 160 | 1330 | 212800 | 0% | 0 | 212800 | UP/000077/24-25 | 2024-09-10
[5 empty] | PVC Elbow 200mm ( 10 KG ) Heavy - Nos - Finolex / Astral / Supreme | 35 | Nos | 1024 | 35840 |  |  |  |  | 35 | 1024 | 35840 | 0% | 0 | 35840 | UP/000077/24-25 | 2024-09-10
[5 empty] | PVC Tee 200mm (10 kg) pressure - Nos - Finolex / Astral / Supreme | 35 | Nos | 1514 | 52990 |  |  |  |  | 34 | 1514 | 51476 | 0% | 0 | 51476 | UP/000077/24-25 | 2024-09-10
[5 empty] | PVC Socket 200mm (10 kg) pressure - Nos - Finolex / Astral / Supreme | 35 | Nos | 330 | 11550 |  |  |  |  | 35 | 330 | 11550 | 0% | 0 | 11550 | UP/000077/24-25 | 2024-09-10
[5 empty] | PVC Solvent 473ml | 25 | Nos | 384.8 | 9620 |  |  |  |  | 25 | 384.8 | 9620 | 0% | 0 | 9620 | UP/000077/24-25 | 2024-09-10
[5 empty] | Installation of pvc pipe 200 mm with c clamping and tie rod | 160 | Mtr | 250 | 40000 |  |  |  |  | 160 | 250 | 40000 | 0% | 0 | 40000 | UP/000109/24-25 | 2024-02-12 | Uploaded
[5 empty] | Civil work dismantle of PCC, RCC and chequered plate (2 x 2 feet) | 32 | Nos | 1000 | 32000 |  |  |  |  | 32 | 1000 | 32000 | 0% | 0 | 32000 | UP/000109/24-25 | 2024-02-12 | Uploaded
[5 empty] | Providing and laying PCC approx 2x2 feet | 32 | Nos | 1000 | 32000 |  |  |  |  | 32 | 1000 | 32000 | 0% | 0 | 32000 | UP/000109/24-25 | 2024-02-12 | Uploaded
[5 empty] | Cutting, welding and fixing of chequered plate | 32 | Nos | 300 | 9600 |  |  |  |  | 32 | 300 | 9600 | 0% | 0 | 9600 | UP/000109/24-25 | 2024-02-12 | Uploaded
[5 empty] | Making of brick boundary wall in three layers step with plaster (height 2 feet and length 3 feet (approx sizes) | 30 | Nos | 2500 | 75000 |  |  |  |  | 30 | 2500 | 75000 | 0% | 0 | 75000 | UP/000109/24-25 | 2024-02-12 | Uploaded
Total | [8 empty] | 511400 | [9 empty] | 509886
GST | [8 empty] | 0
Grand Total | [8 empty] | 511400
20 | 8600049869 | 18/09/2024 | ( AN04 ) HCL TECHNOLOGIES LIMITED |  | Hand Spray Set - Jaquar | 50 | Nos | 1191 | 59550 |  |  |  |  | 50 | 1191 | 59550 | 0% | 0 | 59550 | UP/000074/24-25 | 27/09/2024
[5 empty] | Water Tap Sensor- Jaquar Zsn-Chr-089 | 6 | Nos | 4800 | 28800 |  |  |  |  | 6 | 4800 | 28800 | 0% | 0 | 28800 | UP/000074/24-26 | 27/09/2024
[5 empty] | Water Tap Sensor- Jaquar Zsn-Chr-053 | 5 | Nos | 8400 | 42000 |  |  |  |  | 5 | 8400 | 42000 | 0% | 0 | 42000 | UP/000074/24-27 | 27/09/2024
[5 empty] | Bottle Trap Jaquar Ald-Chr-769L250X190 | 5 | Nos | 1356 | 6780 |  |  |  |  | 5 | 1356 | 6780 | 0% | 0 | 6780 | UP/000074/24-28 | 27/09/2024
[5 empty] | Urinal Sensor - Jaquar Zns-Chr-31 | 20 | Nos | 4800 | 96000 |  |  |  |  | 20 | 4800 | 96000 | 0% | 0 | 96000 | UP/000074/24-29 | 27/09/2024 | UP/000076/24-29 | 2024-04-10
[5 empty] | CPVC Solvent - Supreme 100 Gram Par Each | 10 | Nos | 160 | 1600 |  |  |  |  | 10 | 160 | 1600 | 0% | 0 | 1600 | UP/000074/24-30 | 27/09/2024
[5 empty] | Waste Pipe- PVC 32 mm | 50 | Nos | 24 | 1200 |  |  |  |  | 50 | 24 | 1200 | 0% | 0 | 1200 | UP/000074/24-31 | 27/09/2024
[5 empty] | Solenoid Valve- Jaquar Chr-032 | 20 | Nos | 2100 | 42000 |  |  |  |  | 20 | 2100 | 42000 | 0% | 0 | 42000
[5 empty] | Silicone Dowsil 789 300Ml Per Each Clear & White | 10 | Nos | 260 | 2600 |  |  |  |  | 10 | 260 | 2600 | 0% | 0 | 2600 | UP/000074/24-33 | 27/09/2024
[5 empty] | Washbasin Jali Nos - Jaquar Ald-705 | 20 | Nos | 418 | 8360 |  |  |  |  | 20 | 418 | 8360 | 0% | 0 | 8360 | UP/000074/24-34 | 27/09/2024
[5 empty] | Aerator - Eco 365 | 100 | Nos | 85 | 8500 |  |  |  |  | 100 | 85 | 8500 | 0% | 0 | 8500 | UP/000074/24-35 | 27/09/2024
[5 empty] | Water Tap Check Nut - Jaquar Inner Thread | 100 | Nos | 140 | 14000 |  |  |  |  | 100 | 140 | 14000 | 0% | 0 | 14000 | UP/000074/24-36 | 27/09/2024
Total | [8 empty] | 311390 | [6 empty] | 311390
GST | [8 empty] | 0
Grand Total | [8 empty] | 311390
21 | 9200122486 | 19/09/2024 | ( AN08 ) HCL TECHNOLOGIES LIMITED |  | Providing and fixing metro sheet with MS structures approx 150 Sqf | 1 | Job | 27000 | 27000 | 150 | Sqf | Challan | 92 | 1 | 27000 | 27000 | 18% | 4860 | 31860 | UP/000108/24-36 | 2024-02-12 | Uploaded
[5 empty] | Providing and fixing Kota stone | 150 | Sqf | 165 | 24750 | 150 | Sqf | Challan | 138/09.11.24 | 150 | 165 | 24750 | 18% | 4455 | 29205 | UP/000108/24-36 | 2024-02-12 | Uploaded
[5 empty] | Floor labeling as require | 1 | Job | 5000 | 5000 |  |  |  |  | 1 | 5000 | 5000 | 18% | 900 | 5900 | UP/000108/24-36 | 2024-02-12 | Uploaded
[5 empty] | Supply and fixing hanging with Threaded Rod pvc pipe 4 inches | 10 | Feet | 275 | 2750 | 10 | Feet | Challan | 92 | 10 | 275 | 2750 | 18% | 495 | 3245 | UP/000108/24-36 | 2024-02-12 | Uploaded
[5 empty] | Supply and fabrication of GI flexible pipe and connect with canvas in machine | 1 | Job | 3350 | 3350 | 1 | Nos | Challan | 137/09/11/24 | 1 | 3350 | 3350 | 18% | 603 | 3953 | UP/000108/24-36 | 2024-02-12 | Uploaded
[5 empty] | Supply and fixing Crompton 1 hp mini water pump single phase with water pressure boosting 24-liter tank (Available in multicolor) with accessories NRV, 5-way connector, pressure switch, pressured gauge | 1 | Set | 18800 | 18800 | 1 | Nos | Challan | 97 | 1 | 18800 | 18800 | 18% | 3384 | 22184 | UP/000108/24-36 | 2024-02-12 | Uploaded
[5 empty] | Providing and fixing 15-20 mm outlets water points | 2 | Nos | 2500 | 5000 |  |  |  |  | 2 | 2500 | 5000 | 18% | 900 | 5900 | UP/000108/24-36 | 2024-02-12 | Uploaded
[5 empty] | CPVC fiting for pumps installation as require | 1 | Lot | 3360 | 3360 |  |  |  |  | 1 | 3360 | 3360 | 18% | 604.8 | 3964.8 | UP/000108/24-36 | 2024-02-12 | Uploaded
[5 empty] | Making of SS gate provisions in railing as require material | 1 | Job | 6250 | 6250 | 1 | Nos | Challan | 138/09.11.24 | 1 | 6250 | 6250 | 18% | 1125 | 7375 | UP/000108/24-36 | 2024-02-12 | Uploaded
Total | [8 empty] | 96260
GST | [8 empty] | 17326.8
Grand Total | [8 empty] | 113586.8
22 | 9200122908 | 26/09/2024 | ( AN04 ) HCL TECHNOLOGIES LIMITED |  | Providing & fixing of 8mm MS Rope | 30 | Mtr | 212 | 6360 |  |  |  |  | 30 | 212 | 6360 | 0% | 0 | 6360 | UP/000107/24-25 | 2024-02-12 | Uploaded on 02.04.25
[5 empty] | Dismantling & Installation of lighting arrestor with req. material | 1 | Job | 15200 | 15200 |  |  |  |  | 1 | 15200 | 15200 | 0% | 0 | 15200 | UP/000107/24-25 | 2024-02-12 | Uploaded on 02.04.25
Total | [8 empty] | 21560
GST | [8 empty] | 0
Grand Total | [8 empty] | 21560
23 | 8100014714 | 24/09/2024 | ( AP08 ) HCL Technologies Limited - pune |  | 9 V lithium battery | 100 | Nos | 940 | 94000 |  |  |  |  | 100 | 940 | 94000 | 0% | 0 | 94000 | UP/000088/24-25 | 2024-07-11
[5 empty] | Freight Charges | 1 | Job | 850 | 850 |  |  |  |  | 1 | 850 | 850 | 0% | 0 | 850 | UP/000088/24-25 | 2024-07-11
Total | [8 empty] | 94850 | [9 empty] | 94850
GST | [8 empty] | 0
Grand Total | [8 empty] | 94850
24 | 9200122973 | 27/09/2024 | ( AN08 ) HCL TECHNOLOGIES LIMITED |  | Computer point wiring in pvc conduit of IS specification of proper size with 3nos 1.5sq.mm single core PVC insulated standard copper wire 1.1KV grade with all material supply installation and commissioning complete from CDB/PDB (Raw). The wiring shall be carried out on surface above false ceiling by chiseling the existing surface, wall and plastering the same with cement etc.after fixing the pvc conduit with all accessories like saddles screws, bends T-joint etc. 2 coats of painting Matching to the surface including supply installing, testing, commissioning of modular plate type switch and socket (Legrands /MK/Scheider/Hager or equivalent) for computer terminal on sheet steel enclosure (cadmium plated),duly fitted with screw to the steel conduit and fixed to the wall partition furniture with all interconnection and proper earthing. All the opening shall be covered with blank plate | 1 | Lot | 0 | 0 | [10 empty] | UP/000100/24-25 | 2024-02-12
|  | 2024-08-10 | PO Changed | Service | 3 nos 6A socket with single 16A switch | 5 | Nos | 5200 | 26000 |  |  |  |  | 5 | 5200 | 26000 | 18% | 4680 | 30680 | UP/000100/24-25 | 2024-02-12 | Uploaded 02.04.25
|  |  | 3 | Service | Light point wiring with 4 no switches | 1 | Nos | 2400 | 2400 |  |  |  |  | 1 | 2400 | 2400 | 18% | 432 | 2832 | UP/000100/24-25 | 2024-02-12 | Uploaded 02.04.25
|  |  | 4 |  | LED TV wiring With 3 nos 6A socket with single 16A switch | 1 | Nos | 3200 | 3200 |  |  |  |  | 1 | 3200 | 3200 | 18% | 576 | 3776 | UP/000100/24-25 | 2024-02-12 | Uploaded 02.04.25
|  |  | 5 | Service | AC modification with supply and fabrication as require flexible duct and defuser | 1 | Job | 16000 | 16000 |  |  |  |  | 0 |  | 0 | 18% | 0 | 0 | UP/000100/24-25 | 2024-02-12 | Uploaded 02.04.25
|  |  | 6 | Service | Gypsum partition: P&F of 75 mm thick gypsum board partitions consisting single layer of tapered edge 12mm thick gypsum sheet one side and second side up to 8 feet 12mm thick mdf sheet and Natural Veneer Sheet rest aria with 12 mm gypsum sheet along with glass wool, 1200mm wide gypsum plaster board on both sides of GI stud with inside the partitions, having all verticals at a gap of 600mm, with screws fixed with dry wall screws of 25mm at 300 mm centres with joints scattered, 48mm metal studs to be (0.5 mm thk. having one knurled flange of 34 mm and with joints scattered and another knurled flange of 36mm fabricated from G.I. sheets) placed in 50mm floor and ceiling channels @ 600 mm centres, floor channel fixed to concrete soleplate, and ceiling channel fixed to ceiling.and make windows 8 X 8 feet made out by 6 mm toughened glass and 100X50 wooden Frame | 275 | Sqf | 390 | 107250 |  |  |  |  | 257.2 | 390 | 100308 | 18% | 18055.44 | 118363.44 | UP/000100/24-25 | 2024-02-12 | Uploaded 02.04.25
|  |  | 7 | Service | Carpet pesting | 175 | Sqf | 15 | 2625 |  |  |  |  | 151.84 | 15 | 2277.6 | 18% | 409.968 | 2687.568 | UP/000100/24-25 | 2024-02-12 | Uploaded 02.04.25
|  |  | 8 | Service | Supply and fixing of cat 6 cable and I/O face plate Data point | 8 | Nos | 7000 | 56000 |  |  |  |  | 8 | 7000 | 56000 | 18% | 10080 | 66080 | UP/000100/24-25 | 2024-02-12 | Uploaded 02.04.25
|  |  | 9 | Service | Melamine polish | 300 | Sqf | 90 | 27000 |  |  |  |  | 9 | 90 | 810 | 18% | 145.8 | 955.8 | UP/000100/24-25 | 2024-02-12 | Uploaded 02.04.25
|  |  | 10 | Service | Providing and fixing of wooden 100x50 mm chokhat frame 2400 X 1000 mm | 1 | Nos | 16000 | 16000 |  |  |  |  | 1 | 16000 | 16000 | 18% | 2880 | 18880 | UP/000100/24-25 | 2024-02-12 | Uploaded 02.04.25
|  |  | 11 | Service | Providing and fixing of 12mm thick Toughened Glass door 2400 X 1000 with new fitting OZONE make floor machine modle no. 8400 and patch fittings and 25 mm round 18" ss finished H handle along with fixing charges | 1 | Nos | 35000 | 35000 | 1 | Nos | Challan | 116/19.10.24 128, 129/25/10.24 | 1 | 35000 | 35000 | 18% | 6300 | 41300 | UP/000100/24-25 | 2024-02-12 | Uploaded 02.04.25
|  |  | 12 | Service | Dismantle of existing work station and shifting to as direction by side Engineer | 1 | Job | 8500 | 8500 |  |  |  |  | 1 | 8500 | 8500 | 18% | 1530 | 10030 | UP/000100/24-25 | 2024-02-12 | Uploaded 02.04.25
|  |  | 13 | Service | Fixing of work station in New cabin as required material like nut bolt, scrubs and wooden pieces | 1 | Job | 7500 | 7500 |  |  |  |  | 1 | 7500 | 7500 | 18% | 1350 | 8850 | UP/000100/24-25 | 2024-02-12 | Uploaded 02.04.25
|  |  | 14 | Service | Providing and fixing of frosted film on all glass door as per design to be approved with 10% of wastage of 3M make | 100 | Sqf | 70 | 7000 | 100 | Sqft | Challan | 135/28.10.24 | 100 | 70 | 7000 | 18% | 1260 | 8260 | UP/000100/24-25 | 2024-02-12 | Uploaded 02.04.25
|  |  | 15 | Service | Providing of 12mm forested glass top table leg and table frem made out by ss 304 square pipe 1.5X1.5 inch table size 3 X 4 feet | 1 | Job | 18000 | 18000 |  |  |  |  | 1 | 18000 | 18000 | 18% | 3240 | 21240 | UP/000100/24-25 | 2024-02-12 | Uploaded 02.04.25
|  |  | 16 | Service | Providing and fixing 6mm lacquered with 12 mm bord fixing with strd or silicon size 5x3 feet | 1 | Nos | 12500 | 12500 | 1 | Nos | Challan | 116/19.10.24 | 1 | 12500 | 12500 | 18% | 2250 | 14750 | UP/000100/24-25 | 2024-02-12 | Uploaded 02.04.25
|  |  | 17 | Service | Providing and fixing Honeywell HDMI Cable v2.0 with Ethernet, 3D/4K@60Hz Ultra HD Resolution, 1 Mtr, 18 GBPS Transmission Speed, High-Speed, Compatible with all HDMI Devices Laptop Desktop TV Set-top Box Gaming Console | 2 | Nos | 1200 | 2400 |  |  |  |  | 2 | 1200 | 2400 | 18% | 432 | 2832 | UP/000100/24-25 | 2024-02-12 | Uploaded 02.04.25
|  |  | 18 | Service | Providing and fixing Honeywell HDMI Cable v2.0 with Ethernet, 3D/4K@60Hz Ultra HD Resolution, 5 Mtr, 18 GBPS Transmission Speed, High Speed, Compatible with all HDMI Devices Laptop Desktop TV Set-top Box Gaming Console | 2 | Nos | 2250 | 4500 |  |  |  |  | 2 | 2250 | 4500 | 18% | 810 | 5310 | UP/000100/24-25 | 2024-02-12 | Uploaded 02.04.25
|  |  | 19 | Service | Providing and fixing MX HDMI Female to HDMI Female Panel Mounting Connector, 1080p 4K Full HD Resolution Support Adapter Connector Panel Mount for Conference Rooms & Home etc 2789 (Pack of 2) | 1 | Nos | 3650 | 3650 |  |  |  |  | 1 | 3650 | 3650 | 18% | 657 | 4307 | UP/000100/24-25 | 2024-02-12 | Uploaded 02.04.25
|  |  | 20 | Service | Providing and fixing Wooden bidding / molding polished for Wooden Patition | 30 | Sqf | 200 | 6000 |  |  |  |  | 30 | 200 | 6000 | 18% | 1080 | 7080 | UP/000100/24-25 | 2024-02-12 | Uploaded 02.04.25
|  |  | 21 | Service | Providing and fixing Philips (RC380B 25-Watt) LED Recessed Full Glow Panel (2X2 Panel) (Cool Day Light) | 4 | Nos | 2200 | 8800 |  |  |  |  | 4 | 2200 | 8800 | 18% | 1584 | 10384 | UP/000100/24-25 | 2024-02-12 | Uploaded 02.04.25
|  |  | 22 | Service | Providing and fixing Philips Ultra Slim LED Panel Light | 1 | Nos | 950 | 950 |  |  |  |  | 1 | 950 | 950 | 18% | 171 | 1121 | UP/000100/24-25 | 2024-02-12 | Uploaded 02.04.25
|  |  | 23 | Service | Providing and fixing Wooden framing with polished for glass windows 3x1inch | 40 | Rft | 100 | 4000 |  |  |  |  | 38.76 | 100 | 3876 | 18% | 697.68 | 4573.68 | UP/000100/24-25 | 2024-02-12 | Uploaded 02.04.25
Total | [8 empty] | 375275
GST | [8 empty] | 67549.5
Grand Total | [8 empty] | 442824.5
25 | 8100014733 | 27/09/2024 | ( LL12 ) HCL TECHNOLOGIES LIMITED - Lucknow |  | Sides with ACP sheet, Curtains front and back, Along with Wheels and detachable. Size: L40XW40XH78 INCHES Material : MDF Board and ACP Materials with PU screens and heavy-duty castor wheels warranty 1 year | 1 | Nos | 37100 | 37100 |  |  |  |  | 1 | 37100 | 37100 | 18% | 6678 | 43778 | UP/000117/24-25 | 18/12/2024
[5 empty] | Transportation charges | 1 | Job | 8000 | 8000 |  |  |  |  | 1 | 8000 | 8000 | 18% | 1440 | 9440 | UP/000117/24-25 | 18/12/2024
Total | [8 empty] | 45100
GST | [8 empty] | 8118
Grand Total | [8 empty] | 53218
26 | 8100014734 | 27/09/2024 | ( LM05 ) HCL TECHNOLOGIES LIMITED - Nagpur |  | Sides with ACP sheet, Curtains front and back, Along with Wheels and detachable. Size: L40XW40XH78 INCHES Material : MDF Board and ACP Materials with PU screens and heavy-duty castor wheels warranty 1 year | 1 | Nos | 37100 | 37100 |  |  |  |  | 1 | 37100 | 37100 | 18% | 6678 | 43778 | UP/000118/24-25 | 18/12/2024
[5 empty] | Transportation charges | 1 | Job | 8000 | 8000 |  |  |  |  | 1 | 8000 | 8000 | 18% | 1440 | 9440 | UP/000118/24-25 | 18/12/2024
Total | [8 empty] | 45100
GST | [8 empty] | 8118
Grand Total | [8 empty] | 53218
28 | 8100014735 | 27/09/2024 | ( IG06 ) HCL TECHNOLOGIES LIMITED- Dundahera |  | Sides with ACP sheet, Curtains front and back, Along with Wheels and detachable. Size: L40XW40XH78 INCHES Material : MDF Board and ACP Materials with PU screens and heavy-duty castor wheels warranty 1 year | 1 | Nos | 37100 | 37100 |  |  |  |  | 1 | 37100 | 37100 | 18% | 6678 | 43778 | UP/000119/24-25 | 18/12/2024
[5 empty] | Transportation charges | 1 | Job | 8000 | 8000 |  |  |  |  | 1 | 8000 | 8000 | 18% | 1440 | 9440 | UP/000119/24-25 | 18/12/2024
Total | [8 empty] | 45100
GST | [8 empty] | 8118
Grand Total | [8 empty] | 53218
29 | 8600050183 | 30/09/2024 | ( AN04 ) HCL TECHNOLOGIES LIMITED |  | Supply of GI(B class) Pipes(12.5feet length,20mm dia) | 120 | Nos | 1180 | 141600 |  |  |  |  | 120 | 1180 | 141600 | 0% | 0 | 141600 | UP/000112/24-25 | 2024-02-12 | Uploaded
|  | 23/10/2024 | PO Changed |  |  |  | Nos
Total | [8 empty] | 141600
GST | [8 empty] | 0
Grand Total | [8 empty] | 141600
30 | 8600050184 | 30/09/2024 | ( AN04 ) HCL TECHNOLOGIES LIMITED | Material | Windsock Dia 24 X Length 72 Double Layer Parachute Cloth Fluorescent Orange & Green | 10 | Nos | 750 | 7500 |  |  |  |  | 10 | 750 | 7500 | 0% | 0 | 7500 | UP/000032/25-26 | 30/05/2025 | Uploaded on 21.06.2025
Total | [8 empty] | 7500
GST | [8 empty] | 0
Grand Total | [8 empty] | 7500
31 | 9200123077 | 30/09/2024 | ( AN04 ) HCL TECHNOLOGIES LIMITED | Service | Supply & Laying of 50mm PVC Pipe with Required Fittings like Bend, Sockets Y-tee etc. Cost including of Clamps & fasteners, C-channel, Threaded Rod etc for Laying & fixing PVC Line from 14th Floor to Basement. Cost of scaffolding is included | 130 | Mtr | 700 | 91000 | 120 | Mtr | Challan | 106 | 130 | 700 | 91000 | 0% | 0 | 91000 | UP/000132/24-25 | 17/1/2025 | Uploaded
|  |  |  | Service | Providing and fixing of reducer for connecting CPVC to PVC lines | 20 | Mtr | 400 | 8000 |  |  |  |  | 20 | 400 | 8000 | 0% | 0 | 8000 | UP/000132/24-25 | 17/1/2025 | Uploaded
|  |  |  | Service | Misc work for Dismantling of PCC floor & cutting of chequered plate & refix with PCC floor | 14 | Nos | 1170 | 16380 |  |  |  |  | 14 | 1170 | 16380 | 0% | 0 | 16380 | UP/000132/24-25 | 17/1/2025 | Uploaded
|  |  |  | Service | Dismantling of Bund wall to connect Cpvc to PVC on each floor AHU rooms & Repairing after connection with 9"thick brick wall with both side plaster & finish with paint | 14 | Nos | 3000 | 42000 |  |  |  |  | 14 | 3000 | 42000 | 0% | 0 | 42000 | UP/000132/24-25 | 17/1/2025 | Uploaded
|  |  |  | Service | Providing and making Automation system by float switch 1 | 1 | Job | 3500 | 3500 |  |  |  |  | 1 | 3500 | 3500 | 0% | 0 | 3500 | UP/000132/24-25 | 17/1/2025 | Uploaded
Total | [8 empty] | 160880
GST | [8 empty] | 0
Grand Total | [8 empty] | 160880
32 | 9200123100 | 30/09/2024 | ( PN01 ) HCL Technologies Limited |  | Service charges for repairing/rewinding of 7.5HP Motor | 1 | Nos | 24000 | 24000 | 1 | Nos | Challan | 132/25.10.2024 | 1 | 24000 | 24000 | 0% | 0 | 24000 | UP/000105/24-25 | 2024-02-12 | 2025-03-01
[5 empty] | Labour charges for loading & unloading of the motor | 1 | Job | 14500 | 14500 |  |  |  |  | 1 | 14500 | 14500 | 0% | 0 | 14500 | UP/000105/24-25 | 2024-02-12 | 2025-03-01
[5 empty] | Service charges for assembling the radiator fan assembly | 1 | Job | 2025 | 2025 |  |  |  |  | 1 | 2025 | 2025 | 0% | 0 | 2025 | UP/000105/24-25 | 2024-02-12 | 2025-03-01
[5 empty] | Service charges for dismantling the radiator fan assembly | 1 | Job | 2700 | 2700 |  |  |  |  | 1 | 5700 | 5700 | 0% | 0 | 5700 | UP/000105/24-25 | 2024-02-12 | 2025-03-01
[5 empty] | Transportation charges for carrying motor, tools, tackles etc. | 1 | Lot | 2025 | 2025 |  |  |  |  | 1 | 2025 | 2025 | 0% | 0 | 2025 | UP/000105/24-25 | 2024-02-12 | 2025-03-01
Total | [8 empty] | 45250
GST | [8 empty] | 0
Grand Total | [8 empty] | 45250
33 | 8600050278 | 2024-03-10 | ( AN04 ) HCL TECHNOLOGIES LIMITED |  | Supply of Tap Sensor eye - Jaquar ZSN-CHR-089 | 20 | Nos | 4800 | 96000 |  |  |  |  | 20 | 4800 | 96000 | 18% | 17280 | 113280 | UP/000081/24-25 | 22/10/2024
[5 empty] | Supply of Urinal Sensor - Jaquar ZSN-CHR-031 | 30 | Nos | 4800 | 144000 |  |  |  |  | 30 | 4800 | 144000 | 18% | 25920 | 169920 | UP/000081/24-25 | 22/10/2024
[5 empty] | Supply of Health Faucet full set - Jaquar ZSN-CHR | 60 | Nos | 1191 | 71460 |  |  |  |  | 60 | 1190 | 71400 | 18% | 12852 | 84252 | UP/000086/24-25 | 28/10/2024
0
Total | [8 empty] | 311460
GST | [8 empty] | 56062.8
Grand Total | [8 empty] | 367522.8
0
34 | 8600050331 | 2024-04-10 | ( AN04 ) HCL TECHNOLOGIES LIMITED |  | Hand Spray Set- Jaquar Chr-573 | 50 | Nos | 1191 | 59550 |  |  |  |  | 50 | 1191 | 59550 | 18% | 10719 | 70269 | UP/000080/24-25 | 22/10/2024
[5 empty] | Water Tap Sensor- Jaquar Zsn-Chr-089 | 6 | Nos | 4800 | 28800 |  |  |  |  | 6 | 4800 | 28800 | 18% | 5184 | 33984 | UP/000080/24-25 | 22/10/2024
[5 empty] | Water Tap Sensor - Jaquar Zsn-Chr-053 | 5 | Nos | 8400 | 42000 |  |  |  |  | 5 | 8400 | 42000 | 18% | 7560 | 49560 | UP/000080/24-25 | 22/10/2024
[5 empty] | Bottle Trap - Jaquar Ald-Chr-769L250X190 | 5 | Nos | 1356 | 6780 |  |  |  |  | 5 | 1356 | 6780 | 18% | 1220.4 | 8000.4 | UP/000080/24-25 | 22/10/2024
[5 empty] | Urinal Sensor - Jaquar Zns-Chr-31 | 20 | Nos | 4800 | 96000 |  |  |  |  | 20 | 4800 | 96000 | 18% | 17280 | 113280 | UP/000080/24-25 | 22/10/2024
[5 empty] | CPVC Solvent - Supreme 100 Gram Par Each | 10 | Nos | 160 | 1600 |  |  |  |  | 10 | 160 | 1600 | 18% | 288 | 1888 | UP/000080/24-25 | 22/10/2024
[5 empty] | Waste Pipe - PVC 32 mm | 50 | Nos | 24 | 1200 |  |  |  |  | 50 | 24 | 1200 | 18% | 216 | 1416 | UP/000080/24-25 | 22/10/2024
[5 empty] | Solenoid Valve - Jaquar Chr-032 | 20 | Nos | 2100 | 42000 |  |  |  |  | 20 | 2100 | 42000 | 18% | 7560 | 49560 | UP/000080/24-25 | 22/10/2024
[5 empty] | Silicone - Dowsil 789 300Ml Per Each Clear & White | 10 | Nos | 260 | 2600 |  |  |  |  | 10 | 260 | 2600 | 18% | 468 | 3068 | UP/000080/24-25 | 22/10/2024
[5 empty] | Washbasin Jali - Jaquar Ald-705 | 20 | Nos | 418 | 8360 |  |  |  |  | 20 | 418 | 8360 | 18% | 1504.8 | 9864.8 | UP/000080/24-25 | 22/10/2024
[5 empty] | Aerator - Eco 365 | 100 | Nos | 85 | 8500 |  |  |  |  | 100 | 85 | 8500 | 18% | 1530 | 10030 | UP/000080/24-25 | 22/10/2024
[5 empty] | Water Tap Check Nut- Jaquar Inner Thread | 100 | Nos | 140 | 14000 |  |  |  |  | 100 | 140 | 14000 | 18% | 2520 | 16520 | UP/000080/24-25 | 22/10/2024
Total | [8 empty] | 311390
GST | [8 empty] | 56050.2
Grand Total | [8 empty] | 367440.2 | [9 empty] | 367440.2
35 |  | 2024-07-10 | ( AN04 ) HCL TECHNOLOGIES LIMITED |  | Providing, Making and fixing of MS pigeon locker stand made in 50x50x6mm MS angle outer frame size 5'x1.5'x6" with grinding buffing finishing with 1 coat red oxide primer 2 coat enamel paint | 10 | Nos | 3200 | 32000 |  |  |  |  | 10 | 3200 | 32000 | 0% | 0 | 32000 | UP/000123/24-25 | 2025-07-01
Total | [8 empty] | 32000
GST | [8 empty] | 0
Grand Total | [8 empty] | 32000
36 | 8600050410 | 2024-07-10 | ( AN04 ) HCL TECHNOLOGIES LIMITED |  | Cement White, Make-JK | 30 | Kg | 28 | 840 |  |  |  |  | 30 | 28 | 840 | 0 | 0 | 840 | UP/000078/24-25 | 16/10/2024
[5 empty] | L-Bihari hinges 0 Crank, Make-EBCO | 20 | Nos | 90 | 1800 |  |  |  |  | 20 | 90 | 1800 | 0 | 0 | 1800 | UP/000078/24-25 | 16/10/2024
[5 empty] | Door Handler Lever, Make-Dormakaba, Dorma Metal Door Handle Lock Set PHT 05 | 5 | Nos | 6500 | 32500 |  |  |  |  | 5 | 6500 | 32500 | 0 | 0 | 32500 | UP/000078/24-25 | 16/10/2024
[5 empty] | Door Closer, Make-Geze, Geze TS 5000 Overhead Door Closer Closing Force of EN2-6 | 5 | Nos | 9941 | 49705 |  |  |  |  | 5 | 9941 | 49705 | 0 | 0 | 49705 | UP/000078/24-25 | 16/10/2024
[5 empty] | Door Closer, Make-Dormakaba, Dorma Concealed Door Closer G 96 N Slide Arm EN 2-4, ITS 96 | 3 | Nos | 12731 | 38193 |  |  |  |  | 3 | 12731 | 38193 | 0 | 0 | 38193 | UP/000078/24-25 | 16/10/2024
[5 empty] | Floor Machine, Make-Dormakaba, Dorma DCL-Floor Springs BTS 75V For Glass Door Application EN 1-4, | 2 | Nos | 12060 | 24120 |  |  |  |  | 2 | 12060 | 24120 | 0 | 0 | 24120 | UP/000078/24-25 | 16/10/2024
[5 empty] | Floor Machine, Make-Dormakaba, Dorma BTS 80 For Glass Door Application EN 4 | 2 | Nos | 27245 | 54490 |  |  |  |  | 2 | 27245 | 54490 | 0 | 0 | 54490 | UP/000078/24-25 | 16/10/2024
[5 empty] | Square Lock, Make-Godrej, Godrej Popular Multi-Purpose Lock, 8000 | 50 | Nos | 125 | 6250 |  |  |  |  | 50 | 125 | 6250 | 0 | 0 | 6250 | UP/000078/24-25 | 16/10/2024
[5 empty] | Pedestal Lock, Make-EBCO, Ebco Nickel Plated Pedestal Lock with Metal Keys E-MPL2-20-M | 50 | Nos | 105 | 5250 |  |  |  |  | 50 | 105 | 5250 | 0 | 0 | 5250 | UP/000078/24-25 | 16/10/2024
[5 empty] | Round Lock, Make-EBCO, Ebco Multi-Purpose Round Lock with Metal Keys, E-MPL1-22-M | 50 | Nos | 100 | 5000 |  |  |  |  | 50 | 100 | 5000 | 0 | 0 | 5000 | UP/000078/24-25 | 16/10/2024
[18 empty] | 0 | 218148
Total | [8 empty] | 218148
GST | [8 empty] | 0
Grand Total | [8 empty] | 218148
37 | 8500032985 | 2024-08-10 | ( AN04 ) HCL TECHNOLOGIES LIMITED | Material | Supply of SS Trolley 4X3feet, Ht.-2.5ft with four PU castor wheels | 1 | Nos | 22000 | 22000 |  |  |  |  | 1 | 22000 | 22000 | 0% | 0 | 22000 | UP/000133/24-25 | 20/01/2024 | 13/02/2025
|  |  |  | Material | Supply of 06inches PU castor wheels as per existing | 4 | Nos | 800 | 3200 |  |  |  |  | 4 | 800 | 3200 | 0% | 0 | 3200 | UP/000133/24-25 | 20/01/2024 | 13/02/2025
Total | [8 empty] | 25200
GST | [8 empty] | 0
Grand Total | [8 empty] | 25200
38 | 9200123698 | 2024-08-10 | ( AN04 ) HCL TECHNOLOGIES LIMITED |  | Supply and fabrication SS Square Pipe 40X40X1.2mm with polycarbonate sheet 6 mm as per existing design | 180 | Sqf | 395 | 71100 | 100 Ft., 1 Nos |  | Challan | 130/25/10/24 | 180 | 395 | 71100 | 0% | 0 | 71100 | UP/000103/24-25 | 2024-02-12 | Uploaded 02.04.25
[5 empty] | Dismantling of Broken Shade as require | 1 | Job | 3900 | 3900 |  |  |  |  | 1 | 3900 | 3900 | 0% | 0 | 3900 | UP/000103/24-25 | 2024-02-12 | Uploaded 02.04.25
Total | [8 empty] | 75000
GST | [8 empty] | 0
Grand Total | [8 empty] | 75000
39 | 8600050468 | 2024-09-10 | ( AN04 ) HCL TECHNOLOGIES LIMITED |  | Hand Spray Set, Make -Jaguar, Model -Chr-573 | 60 | Nos | 1191 | 71460 |  |  |  |  | 60 | 1191 | 71460 | 18% | 12862.8 | 84322.8 | UP/000079/24-25 | 22/10/2024
[5 empty] | Water Tap Sensor, Make - Jaguar, Model -Zsn-Chr-089 | 12 | Nos | 4800 | 57600 |  |  |  |  | 12 | 4800 | 57600 | 18% | 10368 | 67968 | UP/000079/24-25 | 22/10/2024
[5 empty] | Bottle Trap, Make - Jaguar, Model -Ald-Chr-769L250X190 | 10 | Nos | 1356 | 13560 |  |  |  |  | 10 | 1356 | 13560 | 18% | 2440.8 | 16000.8 | UP/000079/24-25 | 22/10/2024
[5 empty] | Urinal Sensor, Make - Jaguar, Model -Zns-Chr-31. | 25 | Nos | 4800 | 120000 |  |  |  |  | 25 | 4800 | 120000 | 18% | 21600 | 141600 | UP/000079/24-25 | 22/10/2024
[5 empty] | Solenoid Valve, Make - Jaguar, Model -Chr-032 | 10 | Nos | 2100 | 21000 |  |  |  |  | 10 | 2100 | 21000 | 18% | 3780 | 24780 | UP/000079/24-25 | 22/10/2024
[5 empty] | Aerator, Make -Eco, Model -365 | 100 | Nos | 85 | 8500 |  |  |  |  | 100 | 85 | 8500 | 18% | 1530 | 10030 | UP/000079/24-25 | 22/10/2024
[5 empty] | Water Tap Check Nut, Make -Jaguar, Model -Inner Thread | 100 | Nos | 140 | 14000 |  |  |  |  | 100 | 140 | 14000 | 18% | 2520 | 16520 | UP/000079/24-25 | 22/10/2024
[5 empty] | Water Tap Sensor, Make -U-tech, Model -Utech 29B Sensor Chord For Wall Mounted Tap | 15 | Nos | 2500 | 37500 |  |  |  |  | 15 | 2500 | 37500 | 18% | 6750 | 44250 | UP/000079/24-25 | 22/10/2024
[5 empty] | Sensor, Make -Roca, Model -Urinal Sensor Eye A5A8202A0N | 5 | Nos | 3600 | 18000 |  |  |  |  | 5 | 3600 | 18000 | 18% | 3240 | 21240 | UP/000079/24-25 | 22/10/2024
[5 empty] | Solenoid Valve, Make -Roca, Model -Solenoid Valve 6V DC 2EU03020N062 | 5 | Nos | 2300 | 11500 |  |  |  |  | 5 | 2300 | 11500 | 18% | 2070 | 13570 | UP/000079/24-25 | 22/10/2024
[5 empty] | Hexa Blade-12", Make -Standard, Model -2 side | 50 | Nos | 15 | 750 |  |  |  |  | 50 | 15 | 750 | 18% | 135 | 885 | UP/000079/24-25 | 22/10/2024
[5 empty] | L-Bihar Hinges, Make -EBCO, Model -0.crank | 20 | Nos | 80 | 1600 |  |  |  |  | 20 | 80 | 1600 | 18% | 288 | 1888 | UP/000079/24-25 | 22/10/2024
[5 empty] | PPM Kit, Make -Aquasol, Model -AE 201 | 10 | Nos | 1250 | 12500 |  |  |  |  | 10 | 1250 | 12500 | 18% | 2250 | 14750 | UP/000079/24-25 | 22/10/2024
Total | [8 empty] | 387970
GST | [8 empty] | 69834.6
Grand Total | [8 empty] | 457804.6 | [9 empty] | 457804.6
40 | 8100014982 | 15/10/2024 | ( AN04 ) HCL TECHNOLOGIES LIMITED |  | Providing of 10Kg pressure 32mm OD UPVC pipe for Nozzles fixing on water body. For Door Darshan Waterbody - Supreme /Prince | 15 | Mtr | 55 | 825 |  |  |  |  | 15 | 55 | 825 |  |  |  | UP/000085/24-25 | 28/10/2024
[5 empty] | Providing of 10Kg pressure 32mm UPVC Socket for Cantilever Waterbody - Supreme /Prince | 30 | Nos | 15 | 450 |  |  |  |  | 30 | 15 | 450 |  |  |  | UP/000085/24-25 | 28/10/2024
[5 empty] | Providing of 10Kg pressure 32mm UPVC MTA for Door darshan (70)+ Cantilever (15) Waterbody - Supreme /Prince | 85 | Nos | 15 | 1275 |  |  |  |  | 85 | 15 | 1275 |  |  |  | UP/000085/24-25 | 28/10/2024
[5 empty] | Providing of 10Kg pressure 32mm Ball Valve UPVC for Cantilever Waterbody - Supreme /Prince | 15 | Nos | 175 | 2625 |  |  |  |  | 15 | 175 | 2625 |  |  |  | UP/000085/24-25 | 28/10/2024
[5 empty] | Providing of Brass Foam Jet Nozzle 3/4'' 40mm for Door darshan waterbody | 20 | Nos | 1300 | 26000 |  |  |  |  | 20 | 1300 | 26000 |  |  |  | UP/000085/24-25 | 28/10/2024
[5 empty] | Providing of 10Kg pressure 40mm Ball Valve UPVC for EYE (70)+ Door darshan (70) Cascade Waterbody - Supreme /Prince | 140 | Nos | 280 | 39200 |  |  |  |  | 140 | 280 | 39200 |  |  |  | UP/000085/24-25 | 28/10/2024
[5 empty] | Providing of 10Kg pressure 40mm UPVC MTA for Eye Waterbody - Supreme /Prince | 70 | Nos | 18 | 1260 |  |  |  |  | 70 | 18 | 1260 |  |  |  | UP/000085/24-25 | 28/10/2024
[5 empty] | Providing of 10Kg pressure 40mm/32mm Bush UPVC for Door darshan Waterbody - Supreme /Prince | 70 | Nos | 18 | 1260 |  |  |  |  | 70 | 18 | 1260 |  |  |  | UP/000085/24-25 | 28/10/2024
[5 empty] | Providing of Heavy-Duty solvent for all Waterbody - Supreme /Prince | 2 | Ltr | 490 | 980 |  |  |  |  | 2 | 490 | 980 |  |  |  | UP/000085/24-25 | 28/10/2024
[5 empty] | Providing of 10Kg pressure 40mm OD UPVC pipe for Nozzles fixing on water body for Cantilever Waterbody - Supreme /Prince | 12 | Mtr | 82 | 984 |  |  |  |  | 12 | 82 | 984 |  |  |  | UP/000085/24-25 | 28/10/2024
[5 empty] | Providing of Submersible Cable 1.5 sqmm 4 Core for replacing of lighting damage wire - Havells/Polycab/RR | 90 | Mtr | 102 | 9180 |  |  |  |  | 90 | 102 | 9180 |  |  |  | UP/000085/24-25 | 28/10/2024
[5 empty] | Installation of 32mm , 40 mm UPVC pipe & Fittings for making nozzles connections including breaking and proper repair of existing pit as per site requirement with all necessary fittings, cutting , grinding etc. for Cascade Water body | 1 | Job | 7000 | 7000 |  |  |  |  | 1 | 7000 | 7000 |  |  |  | UP/000102/24-25 | 2024-02-12 | Uploaded
[5 empty] | Installation of Submersible Cable 1.5 sqmm 4 Core for replacing of lighting damage wire | 1 | Job | 2800 | 2800 |  |  |  |  | 1 | 2800 | 2800 |  |  |  | UP/000102/24-25 | 2024-02-12 | Uploaded
[5 empty] | Providing of 10Kg pressure 40mm UPVC Socket for Waterbodies - Supreme /Prince | 30 | Nos | 22 | 660 |  |  |  |  | 30 | 22 | 660 |  |  |  | UP/000085/24-25 | 28/10/2024
Total | [8 empty] | 94499
GST | [8 empty] | 0
Grand Total | [8 empty] | 94499
41 | 9200124118 | 15/10/2024 | ( AG15 ) HCL TECHNOLOGIES LIMITED | Service | Supply & Installation of Chimney with 5 mtr flexible duct and connecting with Building Return air Shaft,Make:Crompton/Hindware | 1 | Job | 26850 | 26850 |  |  |  |  | 1 | 26850 | 26850 | 0% | 0 | 26850 | UP/000087/24-25 | 2024-04-11 | Uploaded on 04.03.2025
Total | [8 empty] | 26850
GST | [8 empty] | 0
Grand Total | [8 empty] | 26850
42 | 8100015015 | 16/10/2024 | ( AN04 ) HCL TECHNOLOGIES LIMITED | Material | Supply of 2.5 X 3C Cu. flexible cable - Polycab | 750 | Mtr | 95 | 71250 |  |  |  |  | 750 | 95 | 71250 | 0 | 0 | 71250 | UP/000083/24-25 | 22/10/2024
|  |  |  | Service | Laying of 2.5 X 3 core flexible cable under ceiling, under wooden partition or under floor | 750 | Mtr | 24 | 18000 |  |  |  |  | 550 | 24 | 13200 | 0 | 0 | 13200 | UP/000151/24-25 | 20/02/2025 | 2025-12-03
|  |  |  | Service | Supply and laying pvc conduit pipe 20 mm under ceiling and under wooden paneling | 750 | Mtr | 35 | 26250 | 750 | Mtr | Challan | 122/24.10.24 | 750 | 35 | 26250 | 0 | 0 | 26250 | UP/000151/24-25 | 20/02/2025 | 2025-12-03
|  |  | Work not done by client | Service | Gypsum cutting and refixing | 500 | Sqft | 83 | 41500 | [5 empty] | 83 | 0 | 0 | 0 | 0
|  |  | Work not done by client | Service | Wooden paneling cutting and refixing | 500 | Sqft | 65 | 32500 | [5 empty] | 65 | 0 | 0 | 0 | 0
|  |  | Work not done by client | Service | Removing of laminate on wooden paneling | 900 | Sqft | 24 | 21600 | [5 empty] | 24 | 0 | 0 | 0 | 0
|  |  | Work not done by client | Service | Providing and pesting with adhesive of 1 mm laminate as existing Color and design as market availability | 1000 | Sqft | 147 | 147000 | [5 empty] | 147 | 0 | 0 | 0 | 0
|  |  | Work not done by client | Service | Chasing of floors and repairing after laying conduit pipe | 250 | Rft | 110 | 27500 | [5 empty] | 110 | 0 | 0 | 0 | 0
|  |  |  | Service | Providing and fixing 6 Amp power point socket and switch 2+1 with cutting of wooden paneling on wall | 26 | Nos | 707.693 | 18400.018 |  |  |  |  | 26 | 707.6923 | 18399.9998 | 0 | 0 | 18399.9998 | UP/000151/24-25 | 20/02/2025 | 2025-12-03
Total | [8 empty] | 404000.018
GST | [8 empty] | 0
Grand Total | [8 empty] | 404000.018 | [9 empty] | 129099.9998
0
43 | 8100015047 | 17/10/2024 | ( AN04 ) HCL TECHNOLOGIES LIMITED | Material | Supply of 3 core * 1.5 Sq mm Cu. Flexible cable | 500 | Mtr | 75 | 37500 |  |  |  |  | 500 | 75 | 37500 | 0 | 0 | 37500 | UP/000082/24-25 | 17/10/2024
|  |  |  | Service | Supply and fixing 6A combined box | 95 | Nos | 250 | 23750 | 95 | Nos | Challan | 121 | [6 empty] | UP/000082/24-25 | 17/10/2024
|  |  |  | Service | Laying of 3 core * 1.5 Sq mm Cu. Flexible cable | 500 | Nos | 45 | 22500 | [10 empty] | UP/000082/24-25 | 17/10/2024
|  |  |  | Service | Supply and fixing 20 mm PVC conduit pipe with accessories | 500 | Nos | 75 | 37500 | 500 | Mtr | Challan | 121/24.10.24 | [6 empty] | UP/000082/24-25 | 17/10/2024
Total | [8 empty] | 121250
GST | [8 empty] | 0
Grand Total | [8 empty] | 121250
44 | 9200124295 | 17/10/2024 | ( AN04 ) HCL TECHNOLOGIES LIMITED | Service | Supply & Shifting and Installation of SINTEX RENO WHITE, 5000 litres, white with Cutting and welding of MS structure and chakkar plate & Dismantling and refixing of motor and Gear box | 1 | Nos | 81000 | 81000 | 1 | Nos | Challan | 134/17.10.24 | 1 | 81000 | 81000 | 0% | 0 | 81000 | UP/000101/24-25 | 2024-02-12 | Uploaded
Total | [8 empty] | 81000
GST | [8 empty] | 0
Grand Total | [8 empty] | 81000
0
45 | 9200123435 | 21/10/2024 | ( AN08 ) HCL TECHNOLOGIES LIMITED - Sec-60 | Service | Providing and fixing Hose Box | 5 | Nos | 6370 | 31850 | 5 | Nos | Challan | 151/30.11.24 | 5 | 6370 | 31850 | 18% | 5733 | 37583 | UP/000145/24-25 | 19/2/2024
| PO Changed | 21/01/2025 |  | Service | Providing and fixing Four Way Inlet Breaching Application | 1 | Nos | 24255 | 24255 | 1 | Nos | Challan | 151/30.11.24 | 1 | 24255 | 24255 | 18% | 4365.9 | 28620.9 | UP/000145/24-25 | 19/2/2024
|  |  |  | Service | Providing and fixing Butterfly valve 100mm | 6 | Nos | 7644 | 45864 | 6 | Nos | Challan | 173/27.12.24 | 6 | 7644 | 45864 | 18% | 8255.52 | 54119.52 | UP/000145/24-25 | 19/2/2024
|  |  |  | Service | Providing and fixing NRV 100mm | 1 | Nos | 4488 | 4488 | 1 | Nos | Challan | 151/30.11.24 | 1 | 4488 | 4488 | 18% | 807.84 | 5295.84 | UP/000145/24-25 | 19/2/2024
|  |  |  | Service | Providing and fixing Butterfly valve 80mm | 3 | Nos | 5733 | 17199 | 3 | Nos | Challan | 173/27.12.24 | 3 | 5733 | 17199 | 18% | 3095.82 | 20294.82 | UP/000145/24-25 | 19/2/2024
|  |  | 80mm | Service | Providing and fixing MS pipe C class (100mm) | 60 | Feet | 470 | 28200 | 60 | Feet | Challan | 173/27.12.24 | 60 | 647 | 38820 | 18% | 6987.6 | 45807.6 | UP/000145/24-25 | 19/2/2024
|  |  | 100mm | Service | Providing and fixing MS pipe C class (80mm) | 60 | Feet | 647 | 38820 | 60 | Feet | Challan | 173/27.12.24 | 40 | 470 | 18800 | 18% | 3384 | 22184 | UP/000145/24-25 | 19/2/2024
|  |  |  | Service | Providing and fixing MS Bands C class 80mm | 8 | Nos | 294 | 2352 | 8 | Nos | Challan | 173/27.12.24 | 8 | 294 | 2352 | 18% | 423.36 | 2775.36 | UP/000145/24-25 | 19/2/2024
|  |  |  | Service | Providing and fixing MS Bands C class 100mm | 3 | Nos | 490 | 1470 | 3 | Nos | Challan | 173/27.12.24 | 3 | 490 | 1470 | 18% | 264.6 | 1734.6 | UP/000145/24-25 | 19/2/2024
|  |  |  | Service | Old pipe dismantling 80 mm & 100mm | 120 | Feet | 245 | 29400 |  |  |  |  | 100 | 245 | 24500 | 18% | 4410 | 28910 | UP/000145/24-25 | 19/2/2024
[5 empty] | Providing and fixing scaffolding on rental basis | 1 | Lot | 47040 | 47040 |  |  |  |  | 1 | 47040 | 47040 | 18% | 8467.2 | 55507.2 | UP/000145/24-25 | 19/2/2024
|  |  |  | Service | Providing and fixing not bolt | 10 | Kg | 235 | 2350 | 10 | Kg | Challan | 151/30.11.24 | 10 | 235 | 2350 | 18% | 423 | 2773 | UP/000145/24-25 | 19/2/2024
Total | [8 empty] | 273288 | [9 empty] | 305605.84
GST 18% | [8 empty] | 49191.84
Grand Total | [8 empty] | 322479.84
46 | 8100015093 | 21/10/2024 | ( AM07 ) HCL TECHNOLOGIES LIMITED - Mumbai |  | ULTRALIFE- 9 V lithium battery (U9VL-J-P 1200mAh) | 50 | Nos | 990 | 49500 |  |  |  |  | 50 | 990 | 49500 | 18% | 8910 | 58410 | UP/000089/24-25 | 2024-07-11
[5 empty] | 750ml Multipurpose expandable PU foam insulation sealant spray for window, door, AC gaps etc | 5 | Nos | 450 | 2250 |  |  |  |  | 5 | 450 | 2250 | 18% | 405 | 2655 | UP/000089/24-25 | 2024-07-11
[5 empty] | Freight Charges | 1 | Job | 2000 | 2000 |  |  |  |  | 1 | 2000 | 2000 | 18% | 360 | 2360 | UP/000089/24-25 | 2024-07-11
Total | [8 empty] | 53750
GST | [8 empty] | 9675
Grand Total | [8 empty] | 63425
47 | 8100015233 | 28/10/2024 | ( AN04 ) HCL TECHNOLOGIES LIMITED |  | Supply of Led HIGHBAY BY515 LED150S - Philips | 18 | Nos | 5800 | 104400 |  |  |  |  | 18 | 5800 | 104400 | 0% | 0 | 104400 | UP/000096/24-25 | 21/11/2024
[5 empty] | Supply of 25MM PVC PIPE - Standard - Roll | 1 | Roll | 1900 | 1900 |  |  |  |  | 1 | 1900 | 1900 | 0% | 0 | 1900 | UP/000096/24-25 | 21/11/2024
[5 empty] | Supply of 25MM PVC Band - Standard | 12 | Nos | 14 | 168 |  |  |  |  | 12 | 14 | 168 | 0% | 0 | 168 | UP/000096/24-25 | 21/11/2024
[5 empty] | Supply of 25mm Pvc Junction Box - Standard | 24 | Nos | 14 | 336 |  |  |  |  | 24 | 14 | 336 | 0% | 0 | 336 | UP/000096/24-25 | 21/11/2024
[5 empty] | Supply of 40mm Pvc Pipe - Standard | 10 | Nos | 170 | 1700 |  |  |  |  | 10 | 170 | 1700 | 0% | 0 | 1700 | UP/000096/24-25 | 21/11/2024
[5 empty] | Supply of 40mm Pvc Band Pipe | 10 | Nos | 35 | 350 |  |  |  |  | 10 | 35 | 350 | 0% | 0 | 350 | UP/000096/24-25 | 21/11/2024
[5 empty] | Supply of 40mm Pvc Junction Box | 10 | Nos | 35 | 350 |  |  |  |  | 10 | 35 | 350 | 0% | 0 | 350 | UP/000096/24-25 | 21/11/2024
[5 empty] | Supply of 400mm Cable Tie | 4 | Pkt | 215 | 860 |  |  |  |  | 4 | 215 | 860 | 0% | 0 | 860 | UP/000096/24-25 | 21/11/2024
[5 empty] | Supply of 8mm Fastener | 20 | Nos | 16 | 320 |  |  |  |  | 20 | 16 | 320 | 0% | 0 | 320 | UP/000096/24-25 | 21/11/2024
[5 empty] | Supply of 10mm Fastener | 20 | Nos | 22 | 440 |  |  |  |  | 20 | 22 | 440 | 0% | 0 | 440 | UP/000096/24-25 | 21/11/2024
[5 empty] | Supply of Mcb 1 Pole 25A,- make:ABB | 6 | Nos | 138 | 828 |  |  |  |  | 6 | 138 | 828 | 0% | 0 | 828 | UP/000096/24-25 | 21/11/2024
[5 empty] | Supply of Mcb 4 Pole 40A y, make: ABB | 1 | Nos | 1450 | 1450 |  |  |  |  | 1 | 1450 | 1450 | 0% | 0 | 1450 | UP/000096/24-25 | 21/11/2024
[5 empty] | Supply of DB 8-way SPN Single Door, make:ABB/L&T | 1 | Nos | 1000 | 1000 |  |  |  |  | 1 | 1000 | 1000 | 0% | 0 | 1000 | UP/000096/24-25 | 21/11/2024
[5 empty] | Supply of Wire 3C x 2.5 sqmm, make: Havells /KEI | 400 | Mtr | 85 | 34000 |  |  |  |  | 400 | 85 | 34000 | 0% | 0 | 34000 | UP/000096/24-25 | 21/11/2024
[5 empty] | Supply of Wire 4C x 6 sqmm, make: Havells /KEI | 25 | Mtr | 260 | 6500 |  |  |  |  | 25 | 260 | 6500 | 0% | 0 | 6500 | UP/000096/24-25 | 21/11/2024
[5 empty] | Installation of 25mm Pvc Pipe | 25 | Nos | 14 | 350 |  |  |  |  | 25 | 14 | 350 | 0% | 0 | 350 | UP/000122/24-25 | 20/12/2024 | Uploaded
[5 empty] | Installation of 40mm Pvc Pipe | 10 | Nos | 14 | 140 |  |  |  |  | 10 | 14 | 140 | 0% | 0 | 140 | UP/000122/24-25 | 20/12/2024 | Uploaded
[5 empty] | Installation of Wire 3Cx2.5 sqmm | 400 | Mtr | 22 | 8800 |  |  |  |  | 350 | 22 | 7700 | 0% | 0 | 7700 | UP/000122/24-25 | 20/12/2024 | Uploaded
[5 empty] | Installation of Wire 4Cx6 sqmm | 25 | Mtr | 22 | 550 |  |  |  |  | 25 | 22 | 550 | 0% | 0 | 550 | UP/000122/24-25 | 20/12/2024 | Uploaded
[5 empty] | Accessories for Highbay & pipes | 1 | Lot | 1200 | 1200 |  |  |  |  | 1 | 1200 | 1200 | 0% | 0 | 1200 | UP/000122/24-25 | 20/12/2024 | Uploaded
[5 empty] | Installation of Led HIGHBAY BY515 LED150S - Philips | 18 | Nos | 300 | 5400 |  |  |  |  | 18 | 300 | 5400 | 0% | 0 | 5400 | UP/000122/24-25 | 20/12/2024 | Uploaded
Total | [8 empty] | 171042
GST | [8 empty] | 0
Grand Total | [8 empty] | 171042 | [9 empty] | 169942
48 | 8600051130 | 2024-04-11 | ( AN04 ) HCL TECHNOLOGIES LIMITED | Material | Hand Spray Set - Jaquar Chr-573 | 50 | Nos | 1191 | 59550 |  |  |  |  | 50 | 1191 | 59550 | 0% | 0 | 59550 | UP/000091/24-25 | 2024-11-13 | Uploaded
|  |  |  | Material | Water Tap Sensor - Jaquar - Zsn-Chr-089 | 18 | Nos | 4600 | 82800 |  |  |  |  | 18 | 4600 | 82800 | 0% | 0 | 82800 | UP/000091/24-25 | 2024-11-13 | Uploaded
|  |  |  | Material | Bottle Trap - Jaquar Ald-Chr-769L250X190 | 5 | Nos | 1356 | 6780 |  |  |  |  | 5 | 1356 | 6780 | 0% | 0 | 6780 | UP/000091/24-25 | 2024-11-13 | Uploaded
|  |  |  | Material | Urinal Sensor - Jaquar Zns-Chr-31 | 10 | Nos | 4800 | 48000 |  |  |  |  | 10 | 4800 | 48000 | 0% | 0 | 48000 | UP/000091/24-25 | 2024-11-13 | Uploaded
|  |  |  | Material | Solenoid Valve - Jaquar Chr-032 | 15 | Nos | 1950 | 29250 |  |  |  |  | 15 | 1950 | 29250 | 0% | 0 | 29250 | UP/000091/24-25 | 2024-11-13 | Uploaded
|  |  |  | Material | Water Tap Sensor - U-tech UT-29B | 15 | Nos | 2500 | 37500 |  |  |  |  | 15 | 2500 | 37500 | 0% | 0 | 37500 | UP/000121/24-25 | 20/12/2024 | Uploaded
|  |  |  | Material | PPM Kit - Aquasol AE 201 | 5 | Nos | 990 | 4950 |  |  |  |  | 5 | 990 | 4950 | 0% | 0 | 4950 | UP/000091/24-25 | 2024-11-13 | Uploaded
|  |  |  | Material | Solenoid Valve - Jaquar ZSN-Chr-017 | 10 | Nos | 7150 | 71500 |  |  |  |  | 10 | 7150 | 71500 | 0% | 0 | 71500 | UP/000121/24-25 | 20/12/2024 | Uploaded
|  |  |  | Material | Angle Valve - Jaquar MQT-526 two way | 10 | Nos | 1035 | 10350 |  |  |  |  | 10 | 1035 | 10350 | 0% | 0 | 10350 | UP/000091/24-25 | 2024-11-13 | Uploaded
|  |  |  | Material | Ball Cock - Geberit 245.426.00.1 | 10 | Nos | 1235 | 12350 |  |  |  |  | 10 | 1235 | 12350 | 0% | 0 | 12350 | UP/000091/24-25 | 2024-11-13 | Uploaded
|  |  |  | Material | Syphon - Geberit 242.634.001 | 10 | Nos | 900 | 9000 |  |  |  |  | 10 | 900 | 9000 | 0% | 0 | 9000 | UP/000091/24-25 | 2024-11-13 | Uploaded
|  |  |  | Material | Sink Cock - Jaquar FLR-CHR-5357N | 10 | Nos | 1890 | 18900 |  |  |  |  | 10 | 1890 | 18900 | 0% | 0 | 18900 | UP/000091/24-25 | 2024-11-13 | Uploaded
Total | [8 empty] | 390930 | [9 empty] | 390930
GST | [8 empty] | 0
Grand Total | [8 empty] | 390930
0
49 | 9200125366 | 2024-07-11 | ( AN04 ) HCL TECHNOLOGIES LIMITED |  | Dismantling of existing 35*4 core cable in underground | 440 | Rft | 60 | 26400 |  |  |  |  | 440 | 60 | 26400 | 0% | 0 | 26400 | UP/000099/24-25 | 2024-02-12 | 2025-03-01
[5 empty] | Cable laying | 350 | Rft | 70 | 24500 |  |  |  |  | 350 | 70 | 24500 | 0% | 0 | 24500 | UP/000099/24-25 | 2024-02-12 | 2025-03-01
[5 empty] | Normal soil digging and re filled for cable laying dip 8 to 10 inch | 350 | Rft | 85 | 29750 |  |  |  |  | 350 | 85 | 29750 | 0% | 0 | 29750 | UP/000099/24-25 | 2024-02-12 | 2025-03-01
Total | [8 empty] | 80650
GST | [8 empty] | 0
Grand Total | [8 empty] | 80650 | [9 empty] | 80650
0
50 | 9200125455 | 07/11/20204 | ( AG12 ) HCL TECHNOLOGIES LIMITED - Sector-8, Gurgaon | Service | Charges for Installation, Testing commissioning of 15KVA DG set at Manesar campus | 1 | Job | 21000 | 21000 |  |  |  |  | 1 | 21000 | 21000 | 18% | 3780 | 24780 | UP/000164/24-25 | 24/03/2025 | 28.03.2025
|  |  |  | Service | Removing of exhaust pipe from sector-60 and installation the same at Manesar with required accessories complete the job | 1 | Job | 22000 | 22000 |  |  |  |  | 1 | 22000 | 22000 | 18% | 3960 | 25960 | UP/000164/24-25 | 24/03/2025 | 28.03.2025
|  |  |  | Service | Transportation charges for 15KVA DG Set & Exhaust pipe from A8/9 Sector- 60 Noida to Manesar with unloading and shifting with hydra crane or heavy labor | 1 | Job | 29500 | 29500 |  |  |  |  | 1 | 29500 | 29500 | 18% | 5310 | 34810 | UP/000164/24-25 | 24/03/2025 | 28.03.2025
|  |  |  | Service | Supply and fixing of Changeover Switch 4 Pole 63 Amp 415 Volt (make-Havells/ABB/L&T) | 1 | Nos | 17500 | 17500 | 1 | Nos | Challan | 151/30.11.24 | 1 | 17500 | 17500 | 18% | 3150 | 20650 | UP/000128/24-25 | 13/01/2025 | Uploaded
|  |  |  | Service | Supply and laying of 16MM 4core Cu flexible cable from EB panel to change over switch (make-polycab/havells) | 60 | Mtr | 922 | 55320 | 60 | Mtr | Challan | 151/30.11.24 | 60 | 922 | 55320 | 18% | 9957.6 | 65277.6 | UP/000128/24-25 | 13/01/2025 | Uploaded
|  |  |  | Service | Supply and laying of 6sqmm single core flexible wire for earthing(make-polycab/havells) Green Color | 90 | Mtr | 112 | 10080 | 90 | Mtr | Challan | 151/30.11.24 | 90 | 112 | 10080 | 18% | 1814.4 | 11894.4 | UP/000128/24-25 | 13/01/2025 | Uploaded
|  |  |  | Service | Installation & Connection work for DB provided by HCL (for DG Power distribution ) | 1 | Job | 7000 | 7000 |  |  |  |  | 1 | 7000 | 7000 | 18% | 1260 | 8260 | UP/000164/24-25 | 24/03/2025 | 28.03.2025
|  |  |  | Service | Supply and laying of 4MM 3core CU flexible wire for power supply distribution from DG DB to T-A, T-B, Training block & café and outer lighting (make-polycab/havells) | 600 | Mtr | 208 | 124800 | 600 | Mtr | Challan | 151/30.11.24 | 600 | 208 | 124800 | 18% | 22464 | 147264 | UP/000128/24-25 | 13/01/2025 | Uploaded
|  |  |  | Service | Supply and laying of 6MM 4core Cu flexible cable from DG to Raw water pump (make-polycab/havells) Mtrs 150 | 150 | Mtr | 287 | 43050 | 150 | Mtr | Challan | 151/30.11.24 | 150 | 287 | 43050 | 18% | 7749 | 50799 | UP/000128/24-25 | 13/01/2025 | Uploaded
|  |  |  | Service | Supply and installation of 25MM "C" class pipe for Diesel tank to DG set along with required accessories | 10 | Mtr | 800 | 8000 |  |  |  |  | 10 | 800 | 8000 | 18% | 1440 | 9440 | UP/000164/24-25 | 24/03/2025 | 28.03.2025
Total | [8 empty] | 338250
GST 18% | [8 empty] | 60885
Grand Total | [8 empty] | 399135 | [9 empty] | 399135
51 | 8100015398 | 2024-07-11 | ( AN08 ) HCL TECHNOLOGIES LIMITED - Sec-60 | Material | Supply of 16/20 industrial socket IP-44,make: Neptune | 7 | Nos | 1900 | 13300 |  |  |  |  | 7 | 1900 | 13300 | 18% | 2394 | 15694 | UP/000097/24-25 | 23/11/2024 | Uploaded on 01.04.25
|  |  |  | Service | Installation of 16/20 industrial socket | 7 | Nos | 500 | 3500 |  |  |  |  | 7 | 500 | 3500 | 18% | 630 | 4130 | UP/000098/24-25 | 2024-02-12 | Uploaded
Total | [8 empty] | 16800
GST 18% | [8 empty] | 3024
Grand Total | [8 empty] | 19824
0
52 | 8100015391 | 2024-07-11 | ( AN08 ) HCL TECHNOLOGIES LIMITED - Sec-60 | Material | Supply of Product Name: 50 Hz Single Phase Duct Inline Fan, 220 V, Capacity(Air Volume): 3300 cfm SGBF-33 ( make vent model vsm 315) | 1 | Nos | 10200 | 10200
|  |  | PO Cancelled | Service | Installation of Duct Inline Fan with required material | 1 | Job | 3000 | 3000
|  |  |  | Service | Providing and Making Jindal Colour Coated Metro Sheet with required material- angles, nut bolt and washer cover of inline fans | 1 | Job | 12000 | 12000
Total | [8 empty] | 25200
GST 18% | [8 empty] | 4536
Grand Total | [8 empty] | 29736
53 | 8100015400 | 2024-07-11 | ( AN04 ) HCL TECHNOLOGIES LIMITED | Material | Supply of 24W Octane Square 6500K (1X1) Led Panel (Metal Body) Ceiling - Philips | 100 | Nos | 2234 | 223400 |  |  |  |  | 100 | 2234 | 223400 | 0% | 0 | 223400 | UP/000111/24-25 | 2024-02-12 | Uploaded
|  |  |  | Material | Supply of Copper 1.5mm x3C cu flexible cables, make:Havells/Polycab - Havells/Polycab | 200 | Mtr | 110 | 22000 |  |  |  |  | 200 | 110 | 22000 | 0% | 0 | 22000 | UP/000111/24-25 | 2024-02-12 | Uploaded
|  |  |  | Service | Installation of Philips 24W Octane Square 6500K (1X1) lights with cutting of gypsum board | 90 | Nos | 150 | 13500 |  |  |  |  | 90 | 150 | 13500 | 0% | 0 | 13500 | UP/000150/24-25 | 20/2/2025 | Uploaded on 25.03.25
|  |  |  | Service | Laying of Copper Cable 1.5mm X3C cu flexible cables | 200 | Mtr | 45 | 9000 |  |  |  |  | 200 | 45 | 9000 | 0% | 0 | 9000 | UP/000150/24-25 | 20/2/2025 | Uploaded on 25.03.25
|  |  |  | Service | Supply and fixing 25 mm conduit pipe - Mtr - Standard | 200 | Mtr | 75 | 15000 |  |  |  |  | 200 | 75 | 15000 | 0% | 0 | 15000 | UP/000150/24-25 | 20/2/2025 | Uploaded on 25.03.25
|  |  |  | Service | Repairing of lights hole with gypsum sheet 4 feet X 6 inches- Havells | 20 | Nos | 280 | 5600 | 15 | Nos | Challan | 0158/05.12.24 | 20 | 280 | 5600 | 0% | 0 | 5600 | UP/000150/24-25 | 20/2/2025 | Uploaded on 25.03.25
|  |  |  | Service | Providing and applying Enamel paint with minor repairing 2 or more coat, make:Asian/Royal - Asian/Royal | 12000 | Sqft | 13 | 156000 | 3 | Bucket | Challan | 0162/13.12.24 | 12000 | 13 | 156000 | 0% | 0 | 156000 | UP/000150/24-25 | 20/2/2025 | Uploaded on 25.03.25
|  |  |  | Service | Providing and applying Plastic paint 2 or more coat with minor repairing, make:Asian/Royal - Asian/Royal | 10000 | Sqft | 13 | 130000 | 2 | Bucket | Challan | 0162/13.12.24 | 10000 | 13 | 130000 | 0% | 0 | 130000 | UP/000150/24-25 | 20/2/2025 | Uploaded on 25.03.25
|  |  |  | Service | Providing Fixing & Dismantling of Gypsum Sheet in Ceiling Defective and damage area | 500 | Sqft | 150 | 75000 | 15 | Nos | Challan | 0158/05.12.24 | 500 | 150 | 75000 | 0% | 0 | 75000 | UP/000150/24-25 | 20/2/2025 | Uploaded on 25.03.25
|  |  |  | Service | Dismantling of existing lights | 30 | Nos | 150 | 4500 |  |  |  |  | 30 | 150 | 4500 | 0% | 0 | 4500 | UP/000150/24-25 | 20/2/2025 | Uploaded on 25.03.25
Total | [8 empty] | 654000 | [9 empty] | 654000
GST | [8 empty] | 0
Grand Total | [8 empty] | 654000
54 | 8100015440 | 2024-11-11 | ( AN43 ) HCL TECHNOLOGIES LIMITED Sec-144 | Material | Supply of 250A MCCB 36KV (CVS250F 6.2 250A 3P) Make: Schneider | 1 | Nos | 26000 | 26000 |  |  |  |  | 1 | 26000 | 26000 | 18% | 4680 | 30680 | UP/000019/25-26 | 30/04/2025 | Uploaded on 16.05.2025
|  |  |  | Material | Supply of Motor Mechanism (220 240V 50 60HZ 208 277V 60 HZ MT250) Make: Schneider | 1 | Nos | 23050 | 23050 |  |  |  |  | 1 | 23050 | 23050 | 18% | 4149 | 27199 | UP/000019/25-26 | 30/04/2025 | Uploaded on 16.05.2025
|  |  |  | Material | Supply of UV Release (MX 220-240V50/60HZ 208-277V60HZ SHT) Make: Schneider | 1 | Nos | 1900 | 1900 |  |  |  |  | 1 | 1900 | 1900 | 18% | 342 | 2242 | UP/000019/25-26 | 30/04/2025 | Uploaded on 16.05.2025
|  |  |  | Material | Supply of Closing Coil (MN 220-240V50/60HZ 208-277V60HZ UVR) Make: Schneide | 1 | Nos | 2300 | 2300 |  |  |  |  | 1 | 2300 | 2300 | 18% | 414 | 2714 | UP/000019/25-26 | 30/04/2025 | Uploaded on 16.05.2025
|  |  |  | Material | Supply of Spreader Make: L&T/ABB | 2 | Nos | 600 | 1200 |  |  |  |  | 2 | 600 | 1200 | 18% | 216 | 1416 | UP/000019/25-26 | 30/04/2025 | Uploaded on 16.05.2025
|  |  |  | Service | Installation Charges | 1 | Job | 3000 | 3000 |  |  |  |  | 1 | 3000 | 3000 | 18% | 540 | 3540 | UP/000030/25-26 | 21/05/2025 | Uploaded on 04.06.2025
Total | [8 empty] | 57450
GST 18% | [8 empty] | 10341
Grand Total | [8 empty] | 67791
0
55 | 9200125753 | 13/11/2024 | ( AN04 ) HCL TECHNOLOGIES LIMITED | Service | Service charges for Fabrication of 3 inches C class MS pipe cutting and fixing for 29 different locations | 120 | Mtr | 450 | 54000 |  |  |  |  | 120 | 450 | 54000 | 0% | 0 | 54000 | UP/000148/24-25 | 19/2/2025 | Uploaded on 01.04.2025
|  |  |  | Service | Cutting and dismantling of rusted MS pipe | 120 | Mtr | 245 | 29400 |  |  |  |  | 120 | 245 | 29400 | 0% | 0 | 29400 | UP/000148/24-25 | 19/2/2025 | Uploaded on 01.04.2025
|  |  |  | Service | Service charges for Fabrication of 100 X 100 mm C class MS square pipe | 120 | Mtr | 850 | 102000 |  |  |  |  | 120 | 850 | 102000 | 0% | 0 | 102000 | UP/000148/24-25 | 19/2/2025 | Uploaded on 01.04.2025
|  |  |  | Service | Dismantling and cutting of 100 X 100 mm rusted pipe | 120 | Mtr | 335 | 40200 |  |  |  |  | 120 | 335 | 40200 | 0% | 0 | 40200 | UP/000148/24-25 | 19/2/2025 | Uploaded on 01.04.2025
|  |  |  | Service | Loading unloading of MS pipe ground floor to Chiller plant top floor and old unloading and shifting to scrap yard | 1 | Job | 24000 | 24000 |  |  |  |  | 1 | 24000 | 24000 | 0% | 0 | 24000 | UP/000148/24-25 | 19/2/2025 | Uploaded on 01.04.2025
|  |  |  | Service | Supply and applying Enamel primer and paint on new MS structures | 240 | Mtr | 85 | 20400 |  |  | Challan | 169/18.12.24 | 240 | 85 | 20400 | 0% | 0 | 20400 | UP/000148/24-25 | 19/2/2025 | Uploaded on 01.04.2025
Total | [8 empty] | 270000
GST 0% | [8 empty] | 0 | [9 empty] | 270000
Grand Total | [8 empty] | 270000
56 | 8100015469 | 13/11/2024 | ( AN04 ) HCL TECHNOLOGIES LIMITED | Material | Supply & assembling of MS lighting arrestor with nut bolts | 1 | Set | 13000 | 13000 | [5 empty] | 1 | 13000 | 0% | 0 | 13000 | UP/000013/25-26 | 15/04/2025 | Uploaded on 16.05.2025
|  |  |  | Service | Installation of lighting arrestor to MS pole with req - material(pole in HCL scope) | 1 | Job | 15000 | 15000 | [5 empty] | 1 | 15000 | 0% | 0 | 15000 | UP/000020/25-26 | 2025-05-05 | Uploaded on 26.05.2025
Total | [8 empty] | 28000
GST 0% | [8 empty] | 0
Grand Total | [8 empty] | 28000
57 | 9200125793 | 14/11/2024 | ( AN04 ) HCL TECHNOLOGIES LIMITED | Service | Supply of PVC PIPE 200 mm (10 KG) pressure | 102 | Mtr | 1330 | 135660 | 17 | Nos | Challan | 176/03.01.25 | 102 | 1330 | 135660 | 0% | 0 | 135660 | UP/000147/24-25 | 19/2/2025 | Uploaded on 22.04.2025
|  |  |  | Service | Installation of pvc pipe 200 mm with c clamping and tie rod | 132 | Nos | 250 | 33000 |  |  |  |  | 132 | 250 | 33000 | 0% | 0 | 33000 | UP/000147/24-25 | 19/2/2025 | Uploaded on 22.04.2025
|  |  |  | Service | PVC Elbow ( 10 KG ) Heavy | 26 | Nos | 1024 | 26624 |  |  |  |  | 26 | 1024 | 26624 | 0% | 0 | 26624 | UP/000147/24-25 | 19/2/2025 | Uploaded on 22.04.2025
|  |  |  | Service | PVC Tee (10 kg) pressure | 26 | Nos | 1514 | 39364 | 9+11 | Nos | Challan | 176/177 | 20 | 1514 | 30280 | 0% | 0 | 30280 | UP/000147/24-25 | 19/2/2025 | Uploaded on 22.04.2025
|  |  | PO 30 nos | Service | PVC Socket 200mm - Finolex / Astral / Supreme | 26 | Nos | 330 | 8580 |  |  |  |  | 26 | 330 | 8580 | 0% | 0 | 8580 | UP/000147/24-25 | 19/2/2025 | Uploaded on 22.04.2025
|  |  |  | Service | PVC Solvent 473ml - Standard | 25 | Nos | 384.8 | 9620 | 4 | Ltr | Challan | 176/03.01.25 | 25 | 384.8 | 9620 | 0% | 0 | 9620 | UP/000147/24-25 | 19/2/2025 | Uploaded on 22.04.2025
|  |  |  | Service | Civil work dismantle of PCC, RCC and chequered plate (2 x 2 feet) | 28 | Nos | 1000 | 28000 |  |  |  |  | 28 | 1000 | 28000 | 0% | 0 | 28000 | UP/000147/24-25 | 19/2/2025 | Uploaded on 22.04.2025
|  |  |  | Service | Providing and laying PCC approx 2x2 feet (2 x 2 feet) | 28 | Nos | 1000 | 28000 |  |  |  |  | 28 | 1000 | 28000 | 0% | 0 | 28000 | UP/000147/24-25 | 19/2/2025 | Uploaded on 22.04.2025
|  |  |  | Service | Cutting, welding and fixing of chequered plate | 28 | Nos | 300 | 8400 |  |  |  |  | 28 | 300 | 8400 | 0% | 0 | 8400 | UP/000147/24-25 | 19/2/2025 | Uploaded on 22.04.2025
|  |  |  | Service | Making of brick boundary wall in three layers step with plaster (height 2 feet and length 3 feet (approx sizes) | 28 | Nos | 2500 | 70000 |  |  |  |  | 28 | 2500 | 70000 | 0% | 0 | 70000 | UP/000147/24-25 | 19/2/2025 | Uploaded on 22.04.2025
Total | [8 empty] | 387248
GST 0% | [8 empty] | 0
Grand Total | [8 empty] | 387248
58 | 8100015585 | 21/11/2024 | ( AN04 ) HCL TECHNOLOGIES LIMITED | Service | Supply of 2.5 mm 3 core cu flexible cable - Polycab | 100 | Mtr | 110 | 11000 | 100 | Mtr | Challan | 157/04.12.24 | 100 | 110 | 11000 | 18% | 1980 | 12980 | UP/000143/24-25 | 19/2/2024 | 2025-12-03
|  |  |  | Service | Supply and fixing of 16A 1+1 switch socket complete power outlets point - Anchor/Legrand/Havells | 4 | Nos | 1000 | 4000 | 4 | Set | Challan | 157/04.12.24 | 4 | 1000 | 4000 | 18% | 720 | 4720 | UP/000143/24-25 | 19/2/2024 | 2025-12-03
|  |  |  | Service | Cable laying under acp ceiling with require conduit pipe and pvc batten | 100 | Mtr | 80 | 8000 |  |  |  |  | 100 | 80 | 8000 | 18% | 1440 | 9440 | UP/000143/24-25 | 19/2/2024 | 2025-12-03
|  |  |  | Service | Mist fan installation with suitable angle fasteners | 4 | Nos | 1200 | 4800 |  |  |  |  | 4 | 1200 | 4800 | 18% | 864 | 5664 | UP/000143/24-25 | 19/2/2024 | 2025-12-03
|  |  |  | Material | Wall Mounted 28-inch Water Mist Fan with 10L Water Tank - Generic | 4 | Nos | 18000 | 72000 |  |  |  |  | 4 | 18000 | 72000 | 18% | 12960 | 84960 | UP/000115/24-25 | 2024-04-12 | 2024-06-12
Total | [8 empty] | 99800
GST 18% | [8 empty] | 17964
Grand Total | [8 empty] | 117764 | [9 empty] | 117764
59 | 8100015600 | 21/11/2024 | ( AN04 ) HCL TECHNOLOGIES LIMITED | Service | Supply & Installation of 100mm butterfly valve | 17 | Nos | 6615 | 112455 | 17 | Nos | Challan | 168/18.12.24 | 17 | 6615 | 112455 | 0% | 0 | 112455 | UP/000146/24-25 | 19/2/2024 | 2025-12-03
|  |  |  | Service | Supply & Installation of 150mm butterfly valve | 23 | Nos | 8365 | 192395 | 23 | Nos | Challan | 168/18.12.24 | 23 | 8365 | 192395 | 0% | 0 | 192395 | UP/000146/24-25 | 19/2/2024 | 2025-12-03
|  |  |  | Service | Supply & Installation of 200mm butterfly valve | 4 | Nos | 14980 | 59920 | 4 | Nos | Challan | 168/18.12.24 | 4 | 14980 | 59920 | 0% | 0 | 59920 | UP/000146/24-25 | 19/2/2024 | 2025-12-03
|  |  |  | Service | Supply & Installation of 50mm butterfly valve | 5 | Nos | 5000 | 25000 | 5 | Nos | Challan | 168/18.12.24 | 5 | 5000 | 25000 | 0% | 0 | 25000 | UP/000146/24-25 | 19/2/2024 | 2025-12-03
|  |  |  | Service | Supply & Installation of 80mm butterfly valve | 2 | Nos | 5200 | 10400 | 2 | Nos | Challan | 168/18.12.24 | 2 | 5200 | 10400 | 0% | 0 | 10400 | UP/000146/24-25 | 19/2/2024 | 2025-12-03
|  |  |  | Service | Supply & Installation of 80mm Ball valve (UPVC) | 1 | Nos | 365 | 365 | 1 | Nos | Challan | 168/18.12.24 | 1 | 365 | 365 | 0% | 0 | 365 | UP/000146/24-25 | 19/2/2024 | 2025-12-03
|  |  |  | Service | Supply & Installation of 100mm NRV | 10 | Nos | 8315 | 83150 | 10 | Nos | Challan | 168/18.12.24 | 10 | 8315 | 83150 | 0% | 0 | 83150 | UP/000146/24-25 | 19/2/2024 | 2025-12-03
|  |  |  | Service | Supply & Installation of 50mm NRV | 2 | Nos | 6000 | 12000 | 2 | Nos | Challan | 168/18.12.24 | 2 | 6000 | 12000 | 0% | 0 | 12000 | UP/000146/24-25 | 19/2/2024 | 2025-12-03
|  |  |  | Service | Supply & Installation of 80mm NRV | 2 | Nos | 7265 | 14530 | 2 | Nos | Challan | 168/18.12.24 | 2 | 7265 | 14530 | 0% | 0 | 14530 | UP/000146/24-25 | 19/2/2024 | 2025-12-03
|  |  |  | Material | Nut bolt | 30 | Kg | 220 | 6600 | 30 | Kg | Challan | 168/18.12.24 |  | 220
Total | [8 empty] | 516815
GST 0% | [8 empty] | 0
Grand Total | [8 empty] | 516815 | [9 empty] | 510215
60 | 8600051675 | 25/11/2024 | ( AN04 ) HCL TECHNOLOGIES LIMITED | Material | LED Flood Light-100-Watt, Model no.- BVP175, Make- Phillips | 15 | Nos | 3000 | 45000 |  |  |  |  | 15 | 3000 | 45000 | 0% | 0 | 45000 | UP/000127/24-25 | 2025-01-10 | 13/02/2025
|  |  |  | Material | Led pole Light 36-Watt, Model- BRP409, Make- Phillips | 5 | Nos | 2750 | 13750 |  |  |  |  | 5 | 2750 | 13750 | 0% | 0 | 13750 | UP/000170/24-25 | 26/3/2025 | Uploaded on 08.04.25
|  |  |  | Material | Pedestal Lock, Make- Ebco | 100 | Nos | 95 | 9500 |  |  |  |  | 100 | 95 | 9500 | 0% | 0 | 9500 | UP/000127/24-25 | 2025-01-10 | 13/02/2025
|  |  |  | Material | Extension Board 16 amp, Make - Anchor/Havells/Girish/Smax | 25 | Nos | 535 | 13375 |  |  |  |  | 25 | 535 | 13375 | 0% | 0 | 13375 | UP/000127/24-25 | 2025-01-10 | 13/02/2025
|  |  |  | Material | Extension Board 6 amp, Make- Anchor/Havells | 25 | Nos | 350 | 8750 |  |  |  |  | 25 | 350 | 8750 | 0% | 0 | 8750 | UP/000127/24-25 | 2025-01-10 | 13/02/2025
|  |  |  | Material | Storage unit lock - 22 MM, Make- Standard | 50 | Nos | 126 | 6300 |  |  |  |  | 50 | 126 | 6300 | 0% | 0 | 6300 | UP/000127/24-25 | 2025-01-10 | 13/02/2025
|  |  |  | Material | SS Drawer Handle-4", Make- Standard | 50 | Nos | 60 | 3000 |  |  |  |  | 50 | 60 | 3000 | 0% | 0 | 3000 | UP/000127/24-25 | 2025-01-10 | 13/02/2025
|  |  |  | Material | Solar light Philips 20 Watt, Make-Phillips, Product Name & Model- BRP049 LED 21 CW MR S2 12V GEL DIM Sola | 10 | Nos | 1850 | 18500 |  |  |  |  | 10 | 1850 | 18500 | 0% | 0 | 18500 | UP/000170/24-25 | 26/3/2025 | Uploaded on 08.04.25
Total | [8 empty] | 118175
GST 0% | [8 empty] | 0
Grand Total | [8 empty] | 118175
61 | 9200126412 | 26/11/2024 | ( AN08 ) HCL TECHNOLOGIES LIMITED - Sec-60 | Service | Supply and Installation of 3M frosted film | 80 | Sqft | 90 | 7200 | 80 | Sqft | Challan | 149/30.11.24 | 80 | 90 | 7200 | 18% | 1296 | 8496 | UP/000106/24-25 | 2024-02-12
Total | [8 empty] | 7200
GST 18% | [8 empty] | 1296
Grand Total | [8 empty] | 8496
62 | 8100015733 | 2024-03-12 | ( AN04 ) HCL TECHNOLOGIES LIMITED | Material | STARTER PANEL FOR JET FANS Make -Reputed | 4 | Nos | 70000 | 280000 |  |  |  |  | 4 | 70000 | 280000 | 18% | 50400 | 330400 | UP/000158/24-25 | 21/2/2025 | 2025-12-03
|  |  |  | Material | SUPPLY OF 100X50X50X1.6MM POWDER COATED PERFORATED CABLE TRAY | 90 | Rmt | 275 | 24750 |  |  |  |  | 90 | 275 | 24750 | 18% | 4455 | 29205 | UP/000131/24-25 | 15/1/2025 | Uploaded
|  |  |  | Material | SUPPLY OF 3.5CX50SQ.MM ALUMINIUM ARMOURED CABLE, MAKE- POLYCAB | 250 | Mtr | 410 | 102500 |  |  |  |  | 250 | 410 | 102500 | 18% | 18450 | 120950 | UP/000126/24-25 | 2025-10-01 | 21/04/2025
|  |  |  | Material | SUPPLY OF 8CX2.5 SQ.MM COPPER FLEXIBLE CABLE, MAKE- POLYCAB | 100 | Mtr | 315 | 31500 |  |  |  |  | 100 | 315 | 31500 | 18% | 5670 | 37170 | UP/000126/24-25 | 2025-10-01 | 21/04/2025
|  |  |  | Service | CHARGES FOR THE INSTALLATION OF 100X50MM CABLE TRAY WITH GI THRED ROD, FARSHENERS, NUT BOLT AND HARDWARES COMPLETE AS REQUIRED | 90 | Rmt | 175 | 15750 |  |  | Challan | 181/10.1.25 | 90 | 175 | 15750 | 18% | 2835 | 18585 | UP/000165/24-25 | 24/3/2025 | Uploaded on 16.05.2025
|  |  |  | Service | LAYING OF 3.5CX50SQ.MM ALUMINIUM ARMOURED CABLE | 250 | Rmt | 46 | 11500 |  |  |  |  | 250 | 46 | 11500 | 18% | 2070 | 13570 | UP/000165/24-25 | 24/3/2025 | Uploaded on 16.05.2025
|  |  |  | Service | LAYING OF 8CX2.5 SQ.MM COPPER FLEXIBLE CABLE END TERMINATIONS WITH DOUBLE COMPRESSION BRASS GLANDS, ALUMINIUM THIMBLES, INSULATION TAPES, NUT BOLT AND HARDWARES ETC | 100 | Rmt | 46 | 4600 |  |  |  |  | 100 | 46 | 4600 | 18% | 828 | 5428 | UP/000165/24-25 | 24/3/2025 | Uploaded on 16.05.2025
|  |  |  | Service | SUPPLY AND MAKING OF 3.5CX50SQ.MM AL. ARMOURED CABLE END TERMINATIONS WITH DOUBLE COMPRESSION BRASS GLANDS, ALUMINIUM THIMBLES, INSULATION TAPES, NUT BOLT AND HARDWARES ETC | 8 | Nos | 1225 | 9800 |  |  | Challan | 181/10.1.25 | 8 | 1225 | 9800 | 18% | 1764 | 11564 | UP/000165/24-25 | 24/3/2025 | Uploaded on 16.05.2025
|  |  |  | Service | SUPPLY AND MAKING OF 8CX2.5SQ.MM COPPER FLEXIBLE CABLE END TERMINATIONS WITH DOUBLE COMPRESSION PG GLANDS, COPPER THIMBLES, INSULATION TAPES, NUT BOLT AND HARDWARES ETC | 80 | Nos | 780 | 62400 |  |  |  |  | 80 | 780 | 62400 | 18% | 11232 | 73632 | UP/000165/24-25 | 24/3/2025 | Uploaded on 16.05.2025
|  |  |  | Service | SUPPLY AND INSTALLATION OF PVC JUNCTION BOXES WITH CONNECTOR FOR JET FAN CONNECTIONS | 40 | Nos | 480 | 19200 |  |  | Challan | 181/10.1.25 | 40 | 480 | 19200 | 18% | 3456 | 22656 | UP/000165/24-25 | 24/3/2025 | Uploaded on 16.05.2025
|  |  |  | Service | CHARGES FOR THE REPAIRING OF FAULTY JET FANS WITH DISMANTLING, REPAIRING AND RE INSTALALTION AFTER WORK COMPLETION COMPLETE AS REQUIRED | 12 | Nos | 10000 | 120000 |  |  |  |  | 12 | 10000 | 120000 | 18% | 21600 | 141600 | UP/000165/24-25 | 24/3/2025 | Uploaded on 16.05.2025
Total | [8 empty] | 682000
GST 18% | [8 empty] | 122760
Grand Total | [8 empty] | 804760 | [9 empty] | 804760
63 | 9200127430 | 2024-11-12 | ( AN08 ) HCL TECHNOLOGIES LIMITED | Service | Supply & installation of Glass door floor spring machine Make-Dorma Model-BTS 75(180 Degree) | 10 | Nos | 15562 | 155620 | 10 | Nos | Challan | 0167/18.12.24 | 10 | 15562 | 155620 | 18% | 28011.6 | 183631.6 | UP/000137/24-25 | 27/1/2025 | Uploaded
| Total | [7 empty] | 155620
| GST 18% | [7 empty] | 28011.6
| Grand Total | [7 empty] | 183631.6
64 | 9200127858 | 19/12/2024 | ( AN08 ) HCL TECHNOLOGIES LIMITED - Sec-60 | Service | P/f of aluminium framed partition, Powder coated framing up to true ceiling, providing and fixing of toughened glass 10mm thick up to 300 mm below of false ceiling, powder coated aluminium caging of 6mm Dia mess, above the glaze partition up to false ceiling level. all the necessary fittings and fastener, all framing materials, silicon and providing and fixing of Frosted film as per existing patterns only. End to end framing will be measured and paid | 1650 | Sqf | 395 | 651750 | [7 empty] | 18%
|  |  |  | Service | Partition to be fixed up to true ceiling level and well anchored with concrete ceiling slab. The cost to be considered for all the hardware, glass connector, | 200 | Sqf | 130 | 26000 | [7 empty] | 18%
|  |  |  | Service | Supply & installation of fixed glazing of 12mm thick toughened glass glazing door fixed in extruded aluminium framing, glazing system door as per manufactural specification . The rate should be inclusive of all complete as per design and drawing. Toughened Glass ,Saint- Gobin or equivalent make, All the hardware, Patch fittings make Dorma XLC series. Frosted film to be included in the cost of glazed door. Size- ( 1000x2100mm) | 4 | Nos | 26000 | 104000 | [7 empty] | 18%
|  |  |  | Service | Removing and Fixing of Existing Grid fall ceiling after completion of partition wall work. Rate to include, alignments , providing and fixing of any hardware, ceiling framing material if required | 300 | Sqf | 26 | 7800 | [7 empty] | 18%
|  |  |  | Service | Providing and Covering the floor by Polythene sheet for protecting dust and paint dots, the job included covering and tapping in corners | 3000 | Sqf | 7 | 21000 | [7 empty] | 18%
|  |  |  | Service | Gypsum partition: Meeting Room :Gypsum Partition to have 48kg/cum density glasswool with non-woven tissue facings filled inside the partition & P&F of 75 mm thick gypsum board partitions consisting single layer of tapered edge 12mm thick gypsum sheet one side and second side up to 8 feet 12mm thick mdf sheet and Natural Veneer Sheet rest aria with 12 mm gypsum sheet along with glass wool, 1200mm wide gypsum plaster board on both sides of GI stud with inside the partitions, having all verticals at a gap of 600mm, with screws fixed with dry wall screws of 25mm at 300 mm centres with joints scattered, 48mm metal studs to be (0.5 mm thk. having one knurled flange of 34 mm and with joints scattered and another knurled flange of 36mm fabricated from G.I. sheets) placed in 50mm floor and ceiling channels @ 600 mm centres, floor channel fixed to concrete soleplate, and ceiling channel fixed to ceiling. And make Gypsum Partition 8 X 8 feet made out by 6 mm toughened glass and 100X50 wooden Frame | 220 | Sqf | 392 | 86240 | [7 empty] | 18%
|  |  |  | Service | Providing and fixing of 12mm thick Toughened Glass door 2380 X 920 with new fitting OZONE make floor machine model no. 8400 and patch fittings and 25 mm round 18" ss finished H handle along with fixing charges | 1 | Job | 33800 | 33800 | [7 empty] | 18%
|  |  |  | Service | Making of Wooden Panelling with Sun mica finish on Wall | 335 | Sqf | 195 | 65325 | [7 empty] | 18%
|  |  |  | Service | Providing and fixing Wooden bidding / melding polished for Wooden Partition | 70 | Rft | 130 | 9100 | [7 empty] | 18%
|  |  |  | Service | LED TV wiring With 3 nos 6A socket with single 16A switch | 1 | Set | 3900 | 3900 | [7 empty] | 18%
|  |  |  | Service | Providing and fixing Honeywell HDMI Cable v2.0 with Ethernet, 3D/4K@60Hz Ultra HD Resolution, 1.5 Mtr, 18 GBPS Transmission Speed, High-Speed, Compatible with all HDMI Devices Laptop Desktop TV Set-top Box Gaming Console | 1 | Set | 1800 | 1800 | [7 empty] | 18%
|  |  |  | Service | Providing and fixing Honeywell HDMI Cable v2.0 with Ethernet, 3D/4K@60Hz Ultra HD Resolution, 5 Mtr, 18 GBPS Transmission Speed, High-Speed, Compatible with all HDMI Devices Laptop Desktop TV Set-top Box Gaming Console | 1 | Set | 2500 | 2500 | [7 empty] | 18%
|  |  |  | Service | Providing and Applying of Melamine Polish | 200 | Rft | 90 | 18000 | [7 empty] | 18%
|  |  |  | Service | Providing & applying of 2 coat of Paint & primer on gypsum Partitions walls including preparation of surface ,applying cement-primer of approved make etc | 1000 | Sqf | 13 | 13000 | [7 empty] | 18%
|  |  |  | Service | Providing & applying of 2 coat Wall Putty | 1000 | Sqf | 7 | 7000 | [7 empty] | 18%
|  |  |  | Service | Making of Light Point with 4 Nos 6 Amp Switch with Wiring, Chasing | 1 | Job | 3250 | 3250 | [7 empty] | 18%
|  |  |  | Service | Supply of Pasting of Floor Carpet | 80 | Sqf | 275 | 22000 | [7 empty] | 18%
|  |  |  | Service | Providing and fixing of wooden 100x50 mm chokhat frame 2380 X 920 mm | 1 | Nos | 10400 | 10400 | [7 empty] | 18%
|  |  |  | Service | Dismantle of existing work station and shifting to as direction by side Engineer | 1 | Job | 9000 | 9000 | [7 empty] | 18%
|  |  |  | Service | Providing and fixing of frosted film on all glass door as per design to be approved with 10% of wastage of 3M make | 50 | Sqf | 90 | 4500 | [7 empty] | 18%
|  |  |  | Service | Providing and fixing 6mm lacquered with 12 mm bord fixing with strd or silicon size 4x3 feet | 1 | Job | 13500 | 13500 | [7 empty] | 18%
|  |  |  | Service | Providing and fixing MX HDMI Female to HDMI Female Panel Mounting Connector, 1080p 4K Full HD Resolution Support Adapter Connector Panel Mount for Conference Rooms & Home etc 2789 (Pack of 2) | 1 | Nos | 4000 | 4000 | [7 empty] | 18%
|  |  |  | Service | Providing and fixing Wooden framing with polished for glass windows 3x1inch- RFT | 40 | Rft | 140 | 5600 | [7 empty] | 18%
|  |  |  | Service | Providing of Philips (RC380B 25-Watt) LED Recessed Full Glow Panel (2X2 Panel) (Cool Day Light) | 50 | Nos | 2600 | 130000 | [7 empty] | 18%
|  |  |  | Service | Providing and fixing 6 Seater Conference table made out by MS Frame Base and 25mm thick PLPB / MDF board with Waterfall edge/Flat Edge 2mm thick PVC edge with sun mica finish top with 2 nos POP Up Box 3x1inch | 1 | Nos | 84635 | 84635 | [7 empty] | 18%
|  |  |  | Service | Providing of Conference Chair nos | 6 | Nos | 16300 | 97800 | [7 empty] | 18%
|  |  |  | Service | Other misc. job like, relocating the table, electrical modification of switch socket, dismantling and refixing of light fixtures or other services required if any | 1 | Lot | 1500 | 1500 | [7 empty] | 18%
|  |  |  | Service | Providing as Built Drawings in Autocad Format for complete floor after completion of works | 1 | Job | 56500 | 56500 | [7 empty] | 18%
|  |  |  | Service | Providing and fixing of Fire Exit Plan Drawing with Pasting of 5 MM + 5 MM Sandwich Toughened Glass (Size 3' x 2.5') | 3 | Nos | 8200 | 24600 | [7 empty] | 18%
|  |  |  | Service | Samsung 138 cm (55 inches) D Series Crystal 4K Vivid Pro Ultra HD Smart LED TV UA55DUE77AKLXL (Black) | 1 | Nos | 68500 | 68500 | [7 empty] | 28%
| Total | [7 empty] | 1587000
| GST 18% | [7 empty] | 285660
| Grand Total | [7 empty] | 1872660
65 | 8100016116 | 26/12/2024 | ( IN01 ) HCL TECHNOLOGIES LIMITED |  | CABLE & WIRING Polycab Supply & Laying of Cables to be fixed to walls, ceilings, on trays with suitable GI clamp at every 450 mm or to be laid in ready-made trench.All cables to be identified by metal tagging both the side with color sleeve at Termination areas.
|  |  |  | Material | U2 nyvin cable | 200 | Mtr | 583 | 116600 |  |  |  |  | 200 | 583 | 116600 | 0% | 0 | 116600 | UP/000125/24-25 | 2025-10-01 | Uploaded on 29.4.25
|  |  |  | Material | 35 Sq. mm cu. Lug | 16 | Nos | 120 | 1920 |  |  |  |  | 16 | 120 | 1920 | 0% | 0 | 1920 | UP/000125/24-25 | 2025-10-01 | Uploaded on 29.4.25
|  |  |  | Material | 185Sq.mm Cu. Lug | 16 | Nos | 320 | 5120 |  |  |  |  | 16 | 320 | 5120 | 0% | 0 | 5120 | UP/000125/24-25 | 2025-10-01 | Uploaded on 29.4.25
|  |  |  | Material | Gland for cable | 16 | Nos | 225 | 3600 |  |  |  |  | 16 | 225 | 3600 | 0% | 0 | 3600 | UP/000125/24-25 | 2025-10-01 | Uploaded on 29.4.25
|  |  |  | Material | DC Gland | 4 | Nos | 735 | 2940 |  |  |  |  | 4 | 735 | 2940 | 0% | 0 | 2940 | UP/000125/24-25 | 2025-10-01 | Uploaded on 29.4.25
|  |  |  | Material | Main panel for UPS output Incomer- 400A 4P MCCB Busbar- 4Ø, 50Hz, 433V, 400A TPN- Copper busbar MFM with R.Y,B, ON, OFF, TRIP Indications at All incomer & Outgoing feeders | 2 | Nos | 76000 | 152000 |  |  |  |  | 2 | 76000 | 152000 | 0% | 0 | 152000 | UP/000125/24-25 | 2025-10-01 | Uploaded on 29.4.25
|  |  |  | Material | Earthing Tapes 25x6 GI Tapes with Necessary Accessories & Hardware | 40 | Mtr | 165 | 6600 |  |  |  |  | 40 | 165 | 6600 | 0% | 0 | 6600 | UP/000125/24-25 | 2025-10-01 | Uploaded on 29.4.25
|  |  |  | Service | Disconnection & removal of existing cables | 1 | Nos | 10500 | 10500 |  |  |  |  | 1 | 10500 | 10500 | 0% | 0 | 10500 | UP/000142/24-25 | 19/2/2025 | Uploaded on 25.3.25
| Total | [7 empty] | 299280
| GST 0% | [7 empty] | 0
| Grand Total | [7 empty] | 299280 | [9 empty] | 299280
0
66 | 8100016229 | 2025-02-01 | ( AN04 ) HCL TECHNOLOGIES LIMITED | Material | Supply of 2.5 X 3C Cu. flexible cable, make:Polycab | 1500 | Mtr | 95 | 142500 |  |  |  |  | 1500 | 95 | 142500 | 0% | 0 | 142500 | UP/000130/24-25 | 14/1/2025 | Uploaded
|  |  |  | Service | Laying of 2.5 X 3 core flexible cable under ceiling, under wooden partition or under floor | 1500 | Mtr | 24 | 36000 |  |  |  |  | 900 | 24 | 21600 | 0% | 0 | 21600 | UP/000141/24-25 | 19/2/2025 | 25.03.25
|  |  |  | Service | Supply and laying pvc conduit pipe 20 mm under ceiling and under wooden paneling | 1500 | Mtr | 35 | 52500 | 1500 | Mtr | Challan | 184/15.01.25 | 1500 | 35 | 52500 | 0% | 0 | 52500 | UP/000141/24-25 | 19/2/2025 | 25.03.25
|  |  |  | Service | Gypsum cutting and refixing | 250 | Sqft | 83 | 20750 |  |  |  |  | 200 | 83 | 16600 | 0% | 0 | 16600 | UP/000141/24-25 | 19/2/2025 | 25.03.25
|  |  | Colsed (work not done) | Service | Wooden paneling cutting and refixing | 250 | Sqft | 65 | 16250 | [6 empty] | 0 | 0% | 0 | 0
|  |  |  | Service | Removing of laminate on wooden paneling | 250 | Sqft | 24 | 6000 | [6 empty] | 0 | 0% | 0 | 0
|  |  |  | Service | Providing and pasting with adhesive of 1 mm laminate as existing Color and design as market availability | 300 | Sqft | 147 | 44100 | [6 empty] | 0 | 0% | 0 | 0
|  |  |  | Service | Chiselling of floors and repairing after laying of conduit pipe | 250 | Rft | 110 | 27500 |  |  |  |  | 20 | 110 | 2200 | 0% | 0 | 2200 | UP/000141/24-25 | 19/2/2025 | 25.3.25
|  |  |  | Service | Providing and fixing 6 Amp power point socket and switch 2+1,make:Anchor/Equivalent with cutting of wooden paneling on wall | 26 | Nos | 708 | 18408 |  |  |  |  | 26 | 708 | 18408 | 0% | 0 | 18408 | UP/000141/24-25 | 19/2/2025 | 25.3.25
| Total | [7 empty] | 364008
| GST 0% | [7 empty] | 0
| Grand Total | [7 empty] | 364008
67 | 8100016285 | 2025-07-01 | ( AN04 ) HCL TECHNOLOGIES LIMITED | Service | Fixing of B Class MS Pipe 2" | 700 | Mtr | 340 | 238000 |  |  |  |  | 490 | 340 | 166600 | 0% | 0 | 166600 | UP/000169/24-25 | 26/03/2025 | Uploaded on 22.04.2025 | UP/000126/25-26 | 16.03.2026 | 63 Mtr | Uploaded on 03.04.2026
|  |  |  | Service | Fixing of MS Band 2" | 100 | Nos | 100 | 10000 |  |  |  |  | 100 | 100 | 10000 | 0% | 0 | 10000 | UP/000169/24-25 | 26/03/2025 | Uploaded on 22.04.2025
|  |  |  | Service | Making hole in wall after laying of MS pipe and repairing as required (Specification: Cutting and making hole in wall of any thickness for laying 2" MS pipe, including all materials and labor for repairing with cement mortar (1:4 ratio), matching the original finish, and cleaning the site.) | 18 | Nos | 1200 | 21600 | Hanging Clamp 2"-350, Threaded Rod 8mm-50, Bullet Fastener 8mm, 4 Nut 8mm-8Kg, Washer-4Kg, Bolt 8mm-1Kg | Nos/Kg | Challan | 187/24.1.25 | 18 | 1200 | 21600 | 0% | 0 | 21600 | UP/000169/24-25 | 26/03/2025 | Uploaded on 22.04.2025 | 21420
|  |  |  | Service | Core cutting in wall/floor for pipe installation (Specification: Core cutting of specified diameter (e.g., 2 inches or 50mm), depth as required, using appropriate machinery and ensuring a smooth finish.) | 4 | Nos | 2600 | 10400 |  |  |  |  | 4 | 2600 | 10400 | 0% | 0 | 10400 | UP/000169/24-25 | 26/03/2025 | Uploaded on 22.04.2025
|  |  |  | Service | Providing and applying red-oxide primer on MS pipe (Specification: Surface preparation of MS pipe (2" diameter or as specified) to remove rust, dust, and grease. Application of one coat of red-oxide primer (IS 2074 compliant)using a brush/spray for corrosion protection. Includes materials, labor, and tools.) - Mtr - Asian / Berger | 700 | Mtr | 10 | 7000 |  |  |  |  | 490 | 10 | 4900 | 0% | 0 | 4900 | UP/000169/24-25 | 26/03/2025 | Uploaded on 22.04.2025
|  |  |  | Service | Providing and applying enamel paint on MS pipe (Specification: Surface preparation of MS pipe (2" diameter or as specified), followed by applying one coat of primer (red-oxide) and two coats of synthetic enamel paint of approved shade and finish using brush/roller/spray. Includes materials, labor, and tools.) | 700 | Mtr | 18 | 12600 |  |  |  |  | 490 | 18 | 8820 | 0% | 0 | 8820 | UP/000169/24-25 | 26/03/2025 | Uploaded on 22.04.2025
|  |  |  | Material | Supply of MS Band 2" (Specification: MS Band suitable for 2" (50mm nominal bore) pipe, IS Standard compliant, welded/seamless, corrosion-resistant finish) - Jindal / Hissar | 100 | Nos | 100 | 10000 |  |  |  |  | 100 | 100 | 10000 | 0% | 0 | 10000 | UP/000134/24-25 | 22/1/2025 | Uploaded on 26.05.2025
|  |  |  | Material | Supply of 2-inch (50mm nominal bore) B Class Mild Steel (MS) pipes, the following specifications are pertinent: Outer Diameter (OD): Approximately 60.3 mm Wall Thickness: Approximately 3.65 mm Weight per Meter: Approximately 5.10 kg - Jindal / Hissar | 700 | Mtr | 352 | 246400 |  |  |  |  | 700 | 352 | 246400 | 0% | 0 | 246400 | UP/000134/24-25 | 22/1/2025 | Uploaded on 26.05.2025
| Total | [7 empty] | 556000
| GST 0% | [7 empty] | 0
| Grand Total | [7 empty] | 556000 | [9 empty] | 478720
68 | 9200129845 | 17/01/2025 | ( AN04 ) HCL TECHNOLOGIES LIMITED | Service | Supply and Installation of 5 MM Acrylic Sheet with Alluminium Chanel (Size : 3' x 4') at Washroom Window | 84 | Nos | 2625 | 220500 | 84 | Nos | Challan | 0200/17.3.25 | 84 | 2625 | 220500 | 0% | 0 | 220500 | UP/000005/25-26 | 2025-08-04 | 21/04/2025
[9 empty] | Alu. Channel | 92 | Nos | Challan | 208/27.3.25
| Total | [7 empty] | 220500
| GST 0% | [7 empty] | 0
| Grand Total | [7 empty] | 220500
69 | 8100016432 | 19/01/2025 | ( AN04 ) HCL TECHNOLOGIES LIMITED | Service | Cable laying 3 C*4 sqmm Cu. Flexible | 150 | Mtr | 50 | 7500 |  |  |  |  | 150 | 50 | 7500 | 0% | 0 | 7500 | UP/000007/25-26 | 2025-08-04 | Uploaded on 26.05.2025
|  |  |  | Service | Cable laying 3 c*2.5 sqmm Cu. Flexible | 100 | Mtr | 45 | 4500 |  |  |  |  | 100 | 45 | 4500 | 0% | 0 | 4500 | UP/000007/25-26 | 2025-08-04 | Uploaded on 26.05.2025
|  |  |  | Service | Dismantling the existing panel and relocated it as directed by site team | 1 | Nos | 6500 | 6500 |  |  |  |  | 1 | 6500 | 6500 | 0% | 0 | 6500 | UP/000007/25-26 | 2025-08-04 | Uploaded on 26.05.2025
|  |  |  | Service | Road cutting and repairing, including cutting asphalt/concrete surface to required width and depth, laying necessary conduits/cable, backfilling with approved material, compacting and restoring the surface to its original condition as per standard specification and local authority guidelines | 60 | Feet | 230 | 13800 |  |  |  |  | 60 | 230 | 13800 | 0% | 0 | 13800 | UP/000007/25-26 | 2025-08-04 | Uploaded on 26.05.2025
|  |  |  | Service | Excavation in normal soil to the required depth and width, including breaking clods, stacking excavated earth, and refilling the trench with approved material after laying pipes/cable, compacting in layers, and disposing of surplus earth as directed | 200 | Rft | 100 | 20000 |  |  |  |  | 200 | 100 | 20000 | 0% | 0 | 20000 | UP/000007/25-26 | 2025-08-04 | Uploaded on 26.05.2025
|  |  |  | Material | Supply of 3-core, 4 sq. mm Copper flexible cable, Stranded copper conductor, PVC insulated, PVC sheathed,450/750V rated Polycab | 150 | Mtr | 132 | 19800 |  |  |  |  | 150 | 132 | 19800 | 0% | 0 | 19800 | UP/000135/24-25 | 24/1/2025 | 13/02/2025
|  |  |  | Material | Supply of 3-core,2.5 sq. mm copper flexible cable stranded copper conductor, PVC insulated, PVC sheathed,450/750V rated Polycab | 100 | Mtr | 92 | 9200 |  |  |  |  | 100 | 92 | 9200 | 0% | 0 | 9200 | UP/000135/24-25 | 24/1/2025 | 13/02/2025
|  |  |  | Service | Supply and fixing of 20mm HDPE pipe, PE 80 grade,PN-6 pressure rating, complete with all necessary accessories fittings, and clamps, as per IS4984 standards | 300 | Mtr | 135 | 40500 | 300 | Mtr | Challan | 188/24.1.25 | 300 | 135 | 40500 | 0% | 0 | 40500 | UP/000007/25-26 | 2025-08-04 | Uploaded on 26.05.2025
| Total | [7 empty] | 121800
| GST 0% | [7 empty] | 0
| Grand Total | [7 empty] | 121800 | [9 empty] | 121800
70 | 8100016462 | 21/01/2025 | ( BG04 ) HCL TECHNOLOGIES LIMITED - Gurgaon | Service | Transportation Charges | 1 | Job | 1000 | 1000 |  |  |  |  | 1 | 1000 | 1000 | 18% | 180 | 1180 | UP/000040/25-26 | 2025-02-07 | Uploaded on 04/07/2025
|  |  |  | Material | Ladies Checking Booth- Supply & Fixing Size - 240x172x4 cm | 1 | Nos | 13000 | 13000 |  |  |  |  | 1 | 13000 | 13000 | 18% | 2340 | 15340 | UP/000040/25-26 | 2025-02-07 | Uploaded on 04/07/2025
| Total | [7 empty] | 14000 | [9 empty] | 16520
| GST 18'% | [7 empty] | 2520
| Grand Total | [7 empty] | 16520
71 | 9200130216 | 22/01/2025 | ( AN04 ) HCL TECHNOLOGIES LIMITED | Service | Supply and fabrication of 100X5 MS pati structures as existing design (Make-JINDAL, JSW, ESSAR, SAIL, RINL, LLYOD, POSCO, IMPORTED) | 7000 | Kg | 110 | 770000 | 6595 | Kg | Challan | 194/21.2.25 | 6595 | 110 | 725450 | 0% | 0 | 725450 | UP/000028/25-26 | 19/5/2025 | 2025-06-06
|  |  |  | Service | Dismantling and cutting of existing rusted MS Pati | 7000 | Kg | 10 | 70000 |  |  |  |  | 6595 | 10 | 65950 | 0% | 0 | 65950 | UP/000028/25-26 | 19/5/2025 | 2025-06-06
|  |  |  | Service | Shifting to new material ground floor to terrace of Cooling towers 2 | 1 | Job | 9000 | 9000 |  |  |  |  | 1 | 9000 | 9000 | 0% | 0 | 9000 | UP/000028/25-26 | 19/5/2025 | 2025-06-06
|  |  |  | Service | Shifting of old material from terrace cp 2 to scrap yard | 1 | Job | 9200 | 9200 |  |  |  |  | 1 | 9200 | 9200 | 0% | 0 | 9200 | UP/000028/25-26 | 19/5/2025 | 2025-06-06
|  |  |  | Service | Supply and Applying Paint and primer on new structures (Make-Asian, Bugger, Deluxe) | 3600 | Sqft | 18 | 64800 | Paint-20L, Reoxide-10L, Tarpin 5L | 35 Ltr | Challan | 195/24.02.25 | 3600 | 18 | 64800 | 0% | 0 | 64800 | UP/000028/25-26 | 19/5/2025 | 2025-06-06
|  |  |  | Service | Supply of Iron Scaffolding Rental base as require for work | 7000 | Sqft | 19 | 133000 |  |  |  |  | 7000 | 19 | 133000 | 0% | 0 | 133000 | UP/000028/25-26 | 19/5/2025 | 2025-06-06
| Total | [7 empty] | 1056000
| GST 0% | [7 empty] | 0
| Grand Total | [7 empty] | 1056000 | [9 empty] | 1007400
72 | 9200130372 | 24/01/2025 | ( AN04 ) HCL TECHNOLOGIES LIMITED | Service | Providing and fixing of 4-inch PVC pipe with all required accessories for pantry exhaust system - Supreme/ Astral | 50 | Rft | 384 | 19200 | 40 | RFT | Challan | 189/30.01.25 | 50 | 384 | 19200 | 0% | 0 | 19200 | UP/000044/25-26 | 2025-08-07 | Uploaded on 28.08.2025
|  |  |  | Service | All joint re-filling of CI/PVC pipes, ensuring proper sealing and durability, including material and labor charges | 1 | Job | 26000 | 26000 | 4" Band-5, Socket-4, M-seal-1 Kg, solvent 250ml |  |  |  | 1 | 26000 | 26000 | 0% | 0 | 26000 | UP/000044/25-26 | 2025-08-07 | Uploaded on 28.08.2025
|  |  |  | Service | Civil work including dismantling of wall, floor, RCC cutting, and repair as per site requirements, ensuring proper finishing | 1 | Job | 52000 | 52000 |  |  |  |  | 1 | 52000 | 52000 | 0% | 0 | 52000 | UP/000044/25-26 | 2025-08-07 | Uploaded on 28.08.2025
|  |  | Closed (work not done) | Service | Gypsum cutting and repairing, including removal of damaged sections, reinstallation, and finishing as per site requirements | 400 | Sqft | 120 | 48000 | [6 empty] | 0 | 0% | 0 | 0
|  |  |  | Service | Providing and applying plastic paint, including surface preparation, primer, and final coats, as per the required color and finish | 1000 | Sqft | 24 | 24000 | [6 empty] | 0 | 0% | 0 | 0
[10 empty] | Crushed Stone-20 feet, Badrpur Sand-20 feet, Cement-2 bag, 4 Inch PVC pipe, 4 Inch Elbow-2 Nos, M-Seal-2 Kg |  | Challan | 57/27.06.25
| Total | [7 empty] | 169200 | [9 empty] | 97200
| GST 0% | [7 empty] | 0
| Grand Total | [7 empty] | 169200
73 | 8600053522 | 30/01/2025 | ( AN04 ) HCL TECHNOLOGIES LIMITED | Material | 3 core 2.5 sqmm copper flexible, Make- Polycab/ Havells | 200 | Mtr | 95 | 19000 |  |  |  |  | 200 | 95 | 19000 | 0% | 0 | 19000 | UP/000139/24-25 | 14/2/2025 | 2025-12-03
|  |  |  | Material | 3 core 1.5 sqmm copper flexible, Make- Polycab/ Havells | 200 | Mtr | 60 | 12000 |  |  |  |  | 200 | 60 | 12000 | 0% | 0 | 12000 | UP/000139/24-25 | 14/2/2025 | 2025-12-03
|  |  |  | Material | 4 core 6 sqmm copper flexible, Make- Polycab/ Havells | 200 | Mtr | 280 | 56000 |  |  |  |  | 200 | 280 | 56000 | 0% | 0 | 56000 | UP/000139/24-25 | 14/2/2025 | 2025-12-03
|  |  |  | Material | Battery Water-5ltr. | 100 | Ltr | 16 | 1600 |  |  |  |  | 100 | 16 | 1600 | 0% | 0 | 1600 | UP/000139/24-25 | 14/2/2025 | 2025-12-03
|  |  |  | Material | Tape, Make- Steelgrip, Model- Red, Blue, Black, yellow, Green | 150 | Nos | 10 | 1500 |  |  |  |  | 150 | 10 | 1500 | 0% | 0 | 1500 | UP/000139/24-25 | 14/2/2025 | 2025-12-03
|  |  |  | Material | Led Strip Light, Make- Wipro, Model- D42865 (25 watt 5 Mtr strip with Driver), Warranty- 02years through OEM | 20 | Nos | 690 | 13800 |  |  |  |  | 20 | 690 | 13800 | 0% | 0 | 13800 | UP/000149/24-25 | 20/2/2025 | 2025-12-03
|  |  |  | Material | 6 AmpTop, Make- Anchor | 50 | Nos | 50 | 2500 |  |  |  |  | 50 | 50 | 2500 | 0% | 0 | 2500 | UP/000139/24-25 | 14/2/2025 | 2025-12-03
|  |  |  | Material | 16 Amp Top, Make- Anchor | 50 | Nos | 59 | 2950 |  |  |  |  | 50 | 59 | 2950 | 0% | 0 | 2950 | UP/000139/24-25 | 14/2/2025 | 2025-12-03
|  |  |  | Material | 16Amp Combined Box, Make- Anchor | 80 | Nos | 125 | 10000 |  |  |  |  | 80 | 125 | 10000 | 0% | 0 | 10000 | UP/000139/24-25 | 14/2/2025 | 2025-12-03
|  |  |  | Material | Led Round light-15W, Make- Wipro, Model- DJ41565, Warranty- 02years through OEM | 60 | Nos | 650 | 39000 |  |  |  |  | 60 | 650 | 39000 | 0% | 0 | 39000 | UP/000149/24-25 | 20/2/2025 | 2025-12-03
|  |  |  | Material | 6 Amp Electrical socket, Make- Crabtree | 20 | Nos | 95 | 1900 |  |  |  |  | 20 | 95 | 1900 | 0% | 0 | 1900 | UP/000139/24-25 | 14/2/2025 | 2025-12-03
|  |  |  | Material | 16 Amp Electrical socket, Make- Crabtree | 20 | Nos | 155 | 3100 |  |  |  |  | 20 | 155 | 3100 | 0% | 0 | 3100 | UP/000139/24-25 | 14/2/2025 | 2025-12-03
|  |  |  | Material | 16 Amp Socket, Make- Honeywell | 50 | Nos | 205 | 10250 |  |  |  |  | 50 | 205 | 10250 | 0% | 0 | 10250 | UP/000149/24-25 | 20/2/2025 | 2025-12-03
|  |  |  | Material | Exhaust Fan, Make- Crompton, Model- 200 mmx200 mm, Warranty- 02years through OEM | 5 | Nos | 1450 | 7250 |  |  |  |  | 5 | 1450 | 7250 | 0% | 0 | 7250 | UP/000139/24-25 | 14/2/2025 | 2025-12-03
|  |  |  | Material | 9W Down light, Make-Philips, Warranty- 02years through OEM | 25 | Nos | 450 | 11250 |  |  |  |  | 25 | 450 | 11250 | 0% | 0 | 11250 | UP/000149/24-25 | 20/2/2025 | 2025-12-03
|  |  |  | Material | Gang Box, Make-Honeywell, Model- 8 modular | 30 | Nos | 65 | 1950 |  |  |  |  | 30 | 65 | 1950 | 0% | 0 | 1950 | UP/000139/24-25 | 14/2/2025 | 2025-12-03
|  |  |  | Material | Modular Plate, Make- Opale, Model- 8 modular | 50 | Nos | 200 | 10000 |  |  |  |  | 50 | 200 | 10000 | 0% | 0 | 10000 | UP/000139/24-25 | 14/2/2025 | 2025-12-03
[5 empty] | Total |  |  |  | 204050 | [9 empty] | 204050
[5 empty] | GST 0% |  |  |  | 0
[5 empty] | Grand Total |  |  |  | 204050
74 | 8600053532 | 30/01/2025 | ( AN04 ) HCL TECHNOLOGIES LIMITED | Material | Hand Spray Set - Jaquar - Model Chr-573 | 60 | Nos | 1191 | 71460 |  |  |  |  | 60 | 1191 | 71460 | 0% | 0 | 71460 | UP/000140/24-25 | 14/2/2025 | Uploaded on 25.3.25
|  |  |  | Material | Water Tap Sensor - Jaquar - Model - Zsn-Chr-089 | 20 | Nos | 4600 | 92000 |  |  |  |  | 20 | 4600 | 92000 | 0% | 0 | 92000 | UP/000140/24-25 | 14/2/2025 | Uploaded on 25.3.25
|  |  |  | Material | Water Tap Sensor - Jaquar - ZSN-053 | 10 | Nos | 8400 | 84000 |  |  |  |  | 10 | 8400 | 84000 | 0% | 0 | 84000 | UP/000140/24-25 | 14/2/2025 | Uploaded on 25.3.25
|  |  |  | Material | Urinal Sensor - Jaquar ZSN-031 | 25 | Nos | 4600 | 115000 |  |  |  |  | 25 | 4600 | 115000 | 0% | 0 | 115000 | UP/000140/24-25 | 14/2/2025 | Uploaded on 25.3.25
|  |  |  | Material | CPVC Socket - Supreme 32 mm | 20 | Nos | 50 | 1000 |  |  |  |  | 20 | 50 | 1000 | 0% | 0 | 1000 | UP/000140/24-25 | 14/2/2025 | Uploaded on 25.3.25
|  |  |  | Material | CPVC Socket - Supreme 50 mm | 10 | Nos | 189 | 1890 |  |  |  |  | 10 | 189 | 1890 | 0% | 0 | 1890 | UP/000140/24-25 | 14/2/2025 | Uploaded on 25.3.25
|  |  |  | Material | CPVC MTA - Supreme - 3/4x1/2" | 10 | Nos | 55 | 550 |  |  |  |  | 10 | 55 | 550 | 0% | 0 | 550 | UP/000140/24-25 | 14/2/2025 | Uploaded on 25.3.25
|  |  |  | Material | M-seal - Pidilite | 25 | Nos | 290 | 7250 |  |  |  |  | 25 | 290 | 7250 | 0% | 0 | 7250 | UP/000140/24-25 | 14/2/2025 | Uploaded on 25.3.25
|  |  |  | Material | CPVC Tee - Supreme - 1/2" | 20 | Nos | 20 | 400 |  |  |  |  | 20 | 20 | 400 | 0% | 0 | 400 | UP/000140/24-25 | 14/2/2025 | Uploaded on 25.3.25
|  |  |  | Material | Urinal Adaptor - Toto - Output 3 Volt ( As per Sample) | 20 | Nos | 2450 | 49000 | [5 empty] | 2450
[5 empty] | Total |  |  |  | 422550 | [9 empty] | 373550
[5 empty] | GST 0% |  |  |  | 0
[5 empty] | Grand Total |  |  |  | 422550
0
75 | 8100016787 | 2025-05-02 | ( IN04 ) HCL TECHNOLOGIES LIMITED | Service | Transportation Charges | 1 | Job | 2000 | 2000 |  |  |  |  | 1 | Job | 2000 | 18% | 360 | 2360 | UP/000011/25-26 | 2025-09-04 | Uploaded on 29.04.25
|  |  |  | Material | Ladies Checking Booth- Supply & Fixing Size - 240x172x4 cm | 2 | Nos | 13000 | 26000 |  |  |  |  | 2 | 13000 | 26000 | 18% | 4680 | 30680 | UP/000161/24-25 | 2025-04-03 | Uploaded 22.04.25
[5 empty] | Total |  |  |  | 28000
[5 empty] | GST 18% |  |  |  | 5040
[5 empty] | Grand Total |  |  |  | 33040 | [9 empty] | 33040
76 | 9200131247 | 2025-05-02 | ( AN04 ) HCL TECHNOLOGIES LIMITED | Service | Excavating manually earth / foundation in all kinds of soil, wet or dry to any depth, dressing and consolidating to attain required level as per the drawing and disposal of surplus earth category wise within the plot boundary as per requirement at site all complete as per direction of Engineer-in-charge | 60 | Cum | 1400 | 84000 |  |  |  |  | 60 | 1400 | 84000 | 0% | 0 | 84000 | UP/000009/25-26 | 2025-09-04 | Uploaded on 25.04.25
|  |  |  | Service | Providing and laying 100 mm PCC for the base support of Base Slab | 60 | Sqft | 230 | 13800 |  |  |  |  | 60 | 230 | 13800 | 0% | 0 | 13800 | UP/000009/25-26 | 2025-09-04 | Uploaded on 25.04.25
|  |  |  | Service | Providing and laying 100 mm M20 RCC for the base of Manhole | 60 | Sqft | 260 | 15600 |  |  |  |  | 60 | 260 | 15600 | 0% | 0 | 15600 | UP/000009/25-26 | 2025-09-04 | Uploaded on 25.04.25
|  |  |  | Service | Providing and laying 10-12 mm Reinforcement 150 mm c/c including cutting, bending etc. | 70 | Kg | 180 | 12600 | 70 | Kg | Challan | 012/07.04.25 | 70 | 180 | 12600 | 0% | 0 | 12600 | UP/000009/25-26 | 2025-09-04 | Uploaded on 25.04.25
|  |  |  | Service | Providing and Laying 230 mm brick wall Man hole of the inside diameter of 600 mm at top and 1200 mm at bottom. Height of the manhole is 3 m. Cost also includes plastering of the manhole from inside and outside after mixing integral waterproofing compound in the mortar as per the standard | 2 | Nos | 15000 | 30000 |  |  |  |  | 2 | 15000 | 30000 | 0% | 0 | 30000 | UP/000009/25-26 | 2025-09-04 | Uploaded on 25.04.25
|  |  |  | Service | Providing and Fixing 600 mm Round RCC Cover with Frame | 2 | Nos | 4500 | 9000 | 2 | Nos | Challan | 197/11.3.25 | 2 | 4500 | 9000 | 0% | 0 | 9000 | UP/000009/25-26 | 2025-09-04 | Uploaded on 25.04.25
|  |  |  | Service | Providing and laying 315 mm 6 Kgf/cm2 PVC pipe including the fittings like sockets, elbows etc Make: Supreme | 40 | Rft | 800 | 32000 | 40 | RFT | Challan | 196/24.2.25 | 40 | 800 | 32000 | 0% | 0 | 32000 | UP/000009/25-26 | 2025-09-04 | Uploaded on 25.04.25
|  |  |  | Service | Providing and haunching of the PVC Pipe | 40 | Rft | 350 | 14000 |  |  |  |  | 40 | 350 | 14000 | 0% | 0 | 14000 | UP/000009/25-26 | 2025-09-04 | Uploaded on 25.04.25
|  |  |  | Service | Refilling of the Existing soil into the excavated area manually and compacting it in 200 mm layers | 50 | Cum | 1240 | 62000 |  |  |  |  | 50 | 1240 | 62000 | 0% | 0 | 62000 | UP/000009/25-26 | 2025-09-04 | Uploaded on 25.04.25
|  |  |  | Service | Disposal of Surplus Soil out of site/ inside the premises (Tractor) | 6 | Trip | 2000 | 12000 |  |  |  |  | 6 | 2000 | 12000 | 0% | 0 | 12000 | UP/000009/25-26 | 2025-09-04 | Uploaded on 25.04.25
[5 empty] | Total |  |  |  | 285000
[5 empty] | GST 0% |  |  |  | 0
[5 empty] | Grand Total |  |  |  | 285000 | [9 empty] | 285000
77 | PO115/24-25/00065 | 2025-05-02 | SSN INVESTMENTS (PONDI) PVT.LTD. | Service | Supply, Making and fixing of RCC drain cover 450mm X 900mm X 100mm with 8 MM Dia-MS Bars @ 100 MM C/C MS Strips at outside and corners. Concrete Grade: M 25. with digging of PCC in drain area for fixing of cover with smooth surface including civil work | 15 | Nos | 2215.24 | 33228.6 | 10 | Nos | Challan | 198/11.3.25 | 10 | 2215.24 | 22152.4 | 18% | 3987.432 | 26139.832 | HR/000008/25-26 | 2025-09-04
|  |  |  | Service | Fixing of existing MS glinting with welding fabrication work with grouting also in scope | 1 | Nos | 13465.52 | 13465.52 |  |  | Challan | 204/25.3.25 | 1 | 13465.52 | 13465.52 | 18% | 2423.7936 | 15889.3136 | HR/000008/25-26 | 2025-09-04
[5 empty] | Total |  |  |  | 46694.12 | Cement, reta, badarpur |  | Challan | 206/26.3.25
[5 empty] | GST 18% |  |  |  | 8404.9416
[5 empty] | Grand Total |  |  |  | 55099.0616 | [9 empty] | 42029.1456
78 | 8100016915 | 13/2/2025 | ( AN04 ) HCL TECHNOLOGIES LIMITED | Material | Supply of 150mm Dia MS Pipe C Class | 24 | Mtr | 1370 | 32880 |  |  |  |  | 24 | 1370 | 32880 | 0% | 0 | 32880 | UP/000160/24-25 | 24/2/2025 | Uploaded 17.04.2025
|  |  |  | Material | Supply of Wrapping Coating | 18 | Mtr | 680 | 12240 |  |  |  |  | 18 | 680 | 12240 | 0% | 0 | 12240 | UP/000160/24-25 | 24/2/2025 | Uploaded 17.04.2025
|  |  |  | Material | Supply of 150mm Dia Flange with Rubber Gasket and Bolt Nut. | 8 | Nos | 700 | 5600 |  |  |  |  | 8 | 700 | 5600 | 0% | 0 | 5600 | UP/000160/24-25 | 24/2/2025 | Uploaded 17.04.2025
|  |  |  | Material | Supply of L Angle Support 50/50mm | 2 | Mtr | 1044 | 2088 |  |  |  |  | 2 | 1044 | 2088 | 0% | 0 | 2088 | UP/000160/24-25 | 24/2/2025 | Uploaded 17.04.2025
|  |  |  | Material | Supply of 150mm Dia Elbow | 7 | Nos | 600 | 4200 |  |  |  |  | 7 | 600 | 4200 | 0% | 0 | 4200 | UP/000160/24-25 | 24/2/2025 | Uploaded 17.04.2025
|  |  |  | Material | Supply of Square Plate 100/100mm with Anchor Fastener | 6 | Nos | 250 | 1500 |  |  |  |  | 6 | 250 | 1500 | 0% | 0 | 1500 | UP/000160/24-25 | 24/2/2025 | Uploaded 17.04.2025
|  |  |  | Material | Supply of 150mm Dia Butterfly Valve PN16 (Make - Aduco) | 1 | Nos | 15530 | 15530 |  |  |  |  | 1 | 15530 | 15530 | 0% | 0 | 15530 | UP/000160/24-25 | 24/2/2025 | Uploaded 17.04.2025
|  |  |  | Material | Supply of 150mm Dia U Bolt. | 2 | Nos | 35 | 70 |  |  |  |  | 2 | 35 | 70 | 0% | 0 | 70 | UP/000160/24-25 | 24/2/2025 | Uploaded 17.04.2025
|  |  |  | Service | Welding and Cutting Charges | 1 | Job | 55000 | 55000 |  |  |  |  | 1 | 55000 | 55000 | 0% | 0 | 55000 | UP/000167/24-25 | 24/3/2025 | Uploaded 17.04.2025
|  |  |  | Service | Installation and Transportation Charges | 1 | Job | 30000 | 30000 |  |  |  |  | 1 | 30000 | 30000 | 0% | 0 | 30000 | UP/000167/24-25 | 24/3/2025 | Uploaded 17.04.2025
[5 empty] | Total |  |  |  | 159108
[5 empty] | GST 0% |  |  |  | 0
[5 empty] | Grand Total |  |  |  | 159108 | [9 empty] | 159108
78 | 9200131830 | 14/02/2025 | ( AN04 ) HCL TECHNOLOGIES LIMITED | Service | Providing, Making and fixing of MS pigeon locker stand made in 50x50x6mm MS angle outer frame size 5'x1.5'x6" with grinding buffing finishing with 1 coat red oxide primer 2 coat enamel paint | 10 | Nos | 3200 | 32000 |  |  |  |  | 10 | 3200 | 32000 | 0% | 0 | 32000 | UP/000144/24-25 | 19/2/2025 | 25/02/2025
[5 empty] | Total |  |  |  | 32000
[5 empty] | GST 0% |  |  |  | 0
[5 empty] | Grand Total |  |  |  | 32000
79 | 8100016994 | 17/02/2025 | ( AN04 ) HCL TECHNOLOGIES LIMITED | Material | Supply of 25mm dia MS ball valve, make:Zoloto | 25 | Nos | 900 | 22500 |  |  |  |  | 25 | 900 | 22500 | 0% | 0 | 22500 | UP/000159/24-25 | 24/2/2025 | Uploaded 17.04.2025
|  |  |  | Material | Supply of 25mm dia MS nipple | 50 | Nos | 58 | 2900 |  |  |  |  | 50 | 58 | 2900 | 0% | 0 | 2900 | UP/000159/24-25 | 24/2/2025 | Uploaded 17.04.2025
|  |  |  | Material | Supply of 25mm dia MS socket | 50 | Nos | 72 | 3600 |  |  |  |  | 50 | 72 | 3600 | 0% | 0 | 3600 | UP/000159/24-25 | 24/2/2025 | Uploaded 17.04.2025
|  |  |  | Material | Supply of 12mm dia MS socket | 50 | Nos | 60 | 3000 |  |  |  |  | 50 | 60 | 3000 | 0% | 0 | 3000 | UP/000159/24-25 | 24/2/2025 | Uploaded 17.04.2025
|  |  |  | Material | Supply of 25mm dia dummy plug | 50 | Nos | 42 | 2100 |  |  |  |  | 50 | 42 | 2100 | 0% | 0 | 2100 | UP/000159/24-25 | 24/2/2025 | Uploaded 17.04.2025
|  |  |  | Material | Supply of 5/8X4" bolt & nut | 10 | Kg | 180 | 1800 |  |  |  |  | 10 | 180 | 1800 | 0% | 0 | 1800 | UP/000159/24-25 | 24/2/2025 | Uploaded 17.04.2025
|  |  |  | Material | Supply of thread balls | 5 | Pack | 360 | 1800 |  |  |  |  | 5 | 360 | 1800 | 0% | 0 | 1800 | UP/000159/24-25 | 24/2/2025 | Uploaded 17.04.2025
|  |  |  | Material | Supply of Holetite | 1 | Kg | 330 | 330 |  |  |  |  | 1 | 330 | 330 | 0% | 0 | 330 | UP/000159/24-25 | 24/2/2025 | Uploaded 17.04.2025
|  |  |  | Material | Supply of flow switch gasket (Neoprene rubber sheet 5mm) | 5 | Mtr | 1536 | 7680 |  |  |  |  | 5 | 1536 | 7680 | 0% | 0 | 7680 | UP/000159/24-25 | 24/2/2025 | Uploaded 17.04.2025
|  |  |  | Service | Transportation charges | 1 | Lot | 2200 | 2200 |  |  |  |  | 1 | 2200 | 2200 | 0% | 0 | 2200 | UP/000012/25-26 | 2025-09-04 | Uploaded on 16.05.2025
[5 empty] | Total |  |  |  | 47910
[5 empty] | GST 0% |  |  |  | 0
[5 empty] | Grand Total |  |  |  | 47910 | [9 empty] | 47910
80 | 9200132370 | 23/02/2025 | ( AN04 ) HCL TECHNOLOGIES LIMITED | Service | Dismantling of Existing Floor Tiles with Carefully removing existing tiles without damaging the underlying structure, including cleaning and disposal of debris | 200 | Sqft | 41 | 8200 |  |  |  |  | 200 | 41 | 8200 | 18% | 1476 | 9676 | UP/000009/25-26 | 2025-08-04 | Uploaded on 16.05.2025
|  |  |  | Service | Supplying and laying anti-skid ceramic tiles of size 1x1 ft., including cement mortar bedding, proper leveling, and joint grouting with matching color | 200 | Sqft | 162 | 32400 | 200 | Sqf | Challan | 0002/01.04.25 | 200 | 162 | 32400 | 18% | 5832 | 38232 | UP/000009/25-26 | 2025-08-04 | Uploaded on 16.05.2025
|  |  |  | Service | Cutting reinforced cement concrete (RCC) up to 6 inches depth for laying 100mm diameter PVC pipe, including reinforcement cutting and debris removal | 100 | Rft | 405 | 40500 |  |  |  |  | 100 | 405 | 40500 | 18% | 7290 | 47790 | UP/000009/25-26 | 2025-08-04 | Uploaded on 16.05.2025
|  |  |  | Service | Supplying and installing 100mm diameter heavy-duty PVC pipe (ISI-marked) for drainage, including solvent jointing, proper slope adjustment, and secure fittings | 100 | Feet | 207 | 20700 | 100 | Feet | Challan | 209/28.3.25 | 100 | 207 | 20700 | 18% | 3726 | 24426 | UP/000009/25-26 | 2025-08-04 | Uploaded on 16.05.2025
|  |  |  | Service | Providing & Installing 100mm P-trap (PVC, ISI-marked) for proper drainage flow, including necessary fittings and leak-proof sealing | 5 | Nos | 765 | 3825 | 5 | Nos | Challan | 209/28.3.25 | 5 | 765 | 3825 | 18% | 688.5 | 4513.5 | UP/000009/25-26 | 2025-08-04 | Uploaded on 16.05.2025
|  |  |  | Service | Supplying and installing stainless steel (SS-304 grade) drain grating (6x6 inches) with anti-rust coating, including proper fitting and alignment | 5 | Nos | 1395 | 6975 | 5 | Nos | Challan | 209/28.3.25 | 5 | 1395 | 6975 | 18% | 1255.5 | 8230.5 | UP/000009/25-26 | 2025-08-04 | Uploaded on 16.05.2025
|  |  |  | Service | Providing & Laying 1:2:4 Micro Concrete over laid PVC pipe for protection and load-bearing capacity | 100 | Rft | 225 | 22500 |  |  |  |  | 100 | 225 | 22500 | 18% | 4050 | 26550 | UP/000009/25-26 | 2025-08-04 | Uploaded on 16.05.2025
|  |  |  | Service | Cutting & Making openings in masonry walls for pipe passage, including reinforcement cutting, proper sealing, and finishing with cement mortar/plaster on Wall | 4 | Job | 3150 | 12600 |  |  |  |  | 4 | 3150 | 12600 | 18% | 2268 | 14868 | UP/000009/25-26 | 2025-08-04 | Uploaded on 16.05.2025
|  |  |  | Service | Debris removal outside of premises | 4 | Trolly | 1800 | 7200 |  |  |  |  | 4 | 1800 | 7200 | 18% | 1296 | 8496 | UP/000009/25-26 | 2025-08-04 | Uploaded on 16.05.2025
[5 empty] | Total |  |  |  | 154900
[5 empty] | GST 18% |  |  |  | 27882
[5 empty] | Grand Total |  |  |  | 182782 | [9 empty] | 182782
81 | 8600054227 | 25/02/2025 | ( IN22 ) HCL TECHNOLOGIES LIMITED - SEZ Unit - V, Tower 6 | Material | Supply and installation of 6" trolley wheel, including removal of old wheel, alignment, and securing with bolts/screws | 4 | Nos | 1350 | 5400 |  |  |  |  | 4 | 1350 | 5400 | 18% | 972 | 6372 | UP/000023/25-26 | 13/5/2025 | Uploaded on 16.05.2025
[5 empty] | Total |  |  |  | 5400
[5 empty] | GST 18% |  |  |  | 972
[5 empty] | Grand Total |  |  |  | 6372
82 | 8100017166 | 27/02/2025 | ( AN22 ) HCL TECHNOLOGIES LIMITED | Material | Supply of 100 mm Butterfly Valve, make: Zoloto | 4 | Nos | 4074 | 16296 |  |  |  |  | 4 | 4074 | 16296 | 18% | 2933.28 | 19229.28 | UP/000001/25-26 | 2025-01-04 | 21/04/2025
|  |  |  | Material | Supply of 100mm NRV, make: Zoloto | 2 | Nos | 7275 | 14550 |  |  |  |  | 2 | 7275 | 14550 | 18% | 2619 | 17169 | UP/000001/25-26 | 2025-01-04 | 21/04/2025
|  |  |  | Material | Supply of C class 100 mm MS Pipe, make: Jindal | 20 | Feet | 423 | 8460 |  |  |  |  | 20 | 423 | 8460 | 18% | 1522.8 | 9982.8 | UP/000001/25-26 | 2025-01-04 | 21/04/2025
|  |  |  | Material | Supply of 100mm MS Bands, make: Finolex/Astral/Suprem | 8 | Nos | 340 | 2720 |  |  |  |  | 8 | 340 | 2720 | 18% | 489.6 | 3209.6 | UP/000001/25-26 | 2025-01-04 | 21/04/2025
|  |  |  | Material | Supply of MS 100mm flange | 16 | Nos | 437 | 6992 |  |  |  |  | 16 | 437 | 6992 | 18% | 1258.56 | 8250.56 | UP/000001/25-26 | 2025-01-04 | 21/04/2025
|  |  |  | Material | Supply of Nut Bolt | 15 | Kg | 243 | 3645 |  |  |  |  | 15 | 243 | 3645 | 18% | 656.1 | 4301.1 | UP/000001/25-26 | 2025-01-04 | 21/04/2025
|  |  |  | Service | Dismantling of existing pumps with pipeline | 3 | Job | 7760 | 23280 |  |  |  |  | 3 | 7760 | 23280 | 18% | 4190.4 | 27470.4 | UP/000027/25-26 | 19/5/2025 | 2025-06-06
|  |  |  | Service | Cutting of RCC for making of main holes 2x2 feet | 2 | Nos | 3395 | 6790 |  |  |  |  | 2 | 3395 | 6790 | 18% | 1222.2 | 8012.2 | UP/000027/25-26 | 19/5/2025 | 2025-06-06
|  |  |  | Service | Providing and fixing of heavy duty Cast Iron Man Hole cover | 2 | Nos | 6305 | 12610 |  |  |  |  | 2 | 6305 | 12610 | 18% | 2269.8 | 14879.8 | UP/000027/25-26 | 19/5/2025 | 2025-06-06
|  |  |  | Service | Civil work as require repairing of Cutting and Dismantling area | 1 | Job | 6790 | 6790 |  |  |  |  | 1 | 6790 | 6790 | 18% | 1222.2 | 8012.2 | UP/000027/25-26 | 19/5/2025 | 2025-06-06
|  |  |  | Service | Repairing drain Jali with supply and fixing of 1.5"x1.5" angle, including civil works for dismantling and refixing | 55 | Rft | 534 | 29370 |  |  |  |  | 55 | 534 | 29370 | 18% | 5286.6 | 34656.6 | UP/000027/25-26 | 19/5/2025 | 2025-06-06
|  |  |  | Service | Cutting welding and installation of Butterfly Valve, NRV and making of pumps hydrant | 1 | Nos | 14550 | 14550 | 7 cpvc fittings | Nos | Challan | 23/21.04.25 | 1 | 14550 | 14550 | 18% | 2619 | 17169 | UP/000027/25-26 | 19/5/2025 | 2025-06-06
|  |  |  | Service | Supply and fixing of 18mm plywood with Sunmica finish for a tab top of size 8' x 8' x 2' | 2 | Nos | 5432 | 10864 | 3 | Nos | Challan | 25/21.04.25 | 2 | 5432 | 10864 | 18% | 1955.52 | 12819.52 | UP/000027/25-26 | 19/5/2025 | 2025-06-06
|  |  |  | Service | Supply and fixing of 18mm plywood with Sunmica finish for a tab top of size 9'/2' | 1 | Nos | 7300 | 7300 |  |  |  |  | 1 | 7300 | 7300 | 18% | 1314 | 8614 | UP/000027/25-26 | 19/5/2025 | 2025-06-06
|  |  |  | Service | Supply and fixing of 3" NRV, make: Zoloto | 2 | Nos | 5432 | 10864 | 2 | Nos | Challan | 03/01.04.25 | 2 | 5432 | 10864 | 18% | 1955.52 | 12819.52 | UP/000027/25-26 | 19/5/2025 | 2025-06-06
|  |  |  | Service | Supply and fixing of 3" Butterfly Valve, make: Zoloto | 2 | Nos | 3102 | 6204 | 2 | Nos | Challan | 03/01.04.25 | 2 | 3102 | 6204 | 18% | 1116.72 | 7320.72 | UP/000027/25-26 | 19/5/2025 | 2025-06-06
|  |  |  | Service | Supply and fixing of 3" CPVC Flange, make: Finolex/Astral/Supreme | 10 | Nos | 3056 | 30560 | 10 | Nos | Challan | 03/01.04.25 | 10 | 3056 | 30560 | 18% | 5500.8 | 36060.8 | UP/000027/25-26 | 19/5/2025 | 2025-06-06
|  |  |  | Service | Supply and fixing of 3" CPVC Pipe, make: Finolex/Astral/Supreme | 10 | Rft | 568 | 5680 | 10 | Rft | Challan | 03/01.04.25 | 10 | 568 | 5680 | 18% | 1022.4 | 6702.4 | UP/000027/25-26 | 19/5/2025 | 2025-06-06
|  |  |  | Service | Making of Pump Hydrant Line with required accessories | 1 | Job | 8245 | 8245 |  |  |  |  | 1 | 8245 | 8245 | 18% | 1484.1 | 9729.1 | UP/000027/25-26 | 19/5/2025 | 2025-06-06
[5 empty] | Total |  |  |  | 225770
[5 empty] | GST 18% |  |  |  | 40638.6
[5 empty] | Grand Total |  |  |  | 266408.6 | [9 empty] | 266408.6
83 | 8100017200 | 2025-01-03 | ( AN04 ) HCL TECHNOLOGIES LIMITED | Material | Supply of 150mm Dia Butterfly Valve PN16 (Make - Sant) | 40 | Nos | 4051 | 162040 |  |  |  |  | 40 | 4051 | 162040 | 0 | 162040 | 162040 | UP/000162/24-25 | 19/03/2025 | Uploaded on 16.05.2025
|  |  |  | Material | Supply of 100mm Dia Butterfly Valve PN16 (Make - Sant) | 20 | Nos | 2743 | 54860 |  |  |  |  | 20 | 2743 | 54860 | 0 | 54860 | 54860 | UP/000162/24-25 | 19/03/2025 | Uploaded on 16.05.2025
|  |  |  | Material | Supply of 150mm Dia Sluice Valve (Make - Sant) | 4 | Nos | 16730 | 66920 |  |  |  |  | 4 | 16730 | 66920 | 0 | 66920 | 66920 | UP/000162/24-25 | 19/03/2025 | Uploaded on 16.05.2025
|  |  |  | Material | Supply of 50mm Dia Sprinkler Line Drain Valve (Make - HD Fire Protection) | 20 | Nos | 10900 | 218000 |  |  |  |  | 20 | 10900 | 218000 | 0 | 218000 | 218000 | UP/000016/25-26 | 24/04/2025 | Uploaded on 06.06.2025
|  |  |  | Material | Supply of 5/8th Bolt, Nut & Washer | 100 | Kg | 105 | 10500 |  |  |  |  | 100 | 105 | 10500 | 0 | 10500 | 10500 | UP/000162/24-25 | 19/03/2025 | Uploaded on 16.05.2025
|  |  |  | Service | Transportation Charges if Any | 1 | Job | 3680 | 3680 |  |  |  |  | 1 | 3680 | 3680 | 0 | 3680 | 3680 | UP/000017/25-26 | 25/04/2025 | Uploaded on 06.06.2025
[5 empty] | Total |  |  |  | 516000
[5 empty] | GST 0% |  |  |  | 0
[5 empty] | Grand Total |  |  |  | 516000 | [9 empty] | 516000
84 | 9200133326 | 2025-06-03 | (AN08 ) HCL TECHNOLOGIES LIMITED | Service | Providing and fixing of 1000X400 18mm Table Top | 1 | Nos | 4500 | 4500 |  |  |  |  | 1 | 4500 | 4500 | 18% | 810 | 5310 | UP/000010/25-26 | 2025-09-04 | Uploaded 15.04.2025
|  |  |  | Service | Providing and fixing of 6'X6" box type wooden frame with Sunmica finish | 1 | Nos | 7500 | 7500 | 1 | Lot | Challan | 011/05.4.25 | 1 | 7500 | 7500 | 18% | 1350 | 8850 | UP/000010/25-26 | 2025-09-04 | Uploaded 15.04.2025
|  |  |  | Service | Providing of HDMI Cable 5Mtr | 1 | Nos | 2800 | 2800 |  |  |  |  | 1 | 2800 | 2800 | 18% | 504 | 3304 | UP/000010/25-26 | 2025-09-04 | Uploaded 15.04.2025
|  |  |  | Service | Supply and fixing of Power Point (2+1) + 1 USB Point all required wire and accessories | 2 | Set | 4500 | 9000 |  |  |  |  | 2 | 4500 | 9000 | 18% | 1620 | 10620 | UP/000010/25-26 | 2025-09-04 | Uploaded 15.04.2025
|  |  |  | Service | Miscellaneous Work- Table dismantling and removing old electrical point and Installation as required | 1 | Job | 6500 | 6500 |  |  |  |  | 1 | 6500 | 6500 | 18% | 1170 | 7670 | UP/000010/25-26 | 2025-09-04 | Uploaded 15.04.2025
[5 empty] | Total |  |  |  | 30300
[5 empty] | GST 18% |  |  |  | 5454
[5 empty] | Grand Total |  |  |  | 35754 | [9 empty] | 35754
85 | 9200133514 | 2025-07-03 | ( AN04 ) HCL TECHNOLOGIES LIMITED | Service | Supply & fixing of 50mm butterfly valve, Make- Zoloto | 6 | Nos | 4500 | 27000 | 6 | Nos | Challan | 01.04.2025 | 6 | 4500 | 27000 | 0% | 0 | 27000 | UP/000026/25-26 | 19/05/2025 | Uploaded on 21.06.2025
|  |  |  | Service | Supply & Fixing of NRV 50mm flange type, make- Zoloto | 6 | Nos | 4850 | 29100 | 6 | Nos | Challan | 01.04.2025 | 6 | 4850 | 29100 | 0% | 0 | 29100 | UP/000026/25-26 | 19/05/2025 | Uploaded on 21.06.2025
|  |  |  | Service | Nut bolts | 40 | Kg | 135 | 5400 | 40 | Nos | Challan | 01.04.2025 | 40 | 135 | 5400 | 0% | 0 | 5400 | UP/000026/25-26 | 19/05/2025 | Uploaded on 21.06.2025
|  |  |  | Service | Supply & fixing of 50mm C-Class MS pipe, make- Jindal/Hisar | 160 | Rft | 310 | 49600 | 160 | Rft | Challan | 01.04.2025 | 160 | 310 | 49600 | 0% | 0 | 49600 | UP/000026/25-26 | 19/05/2025 | Uploaded on 21.06.2025
|  |  |  | Service | Supply & fixing of 50mm MS flange, make- Standard | 44 | Nos | 287 | 12628 | 44 | Nos | Challan | 01.04.2025 | 44 | 287 | 12628 | 0% | 0 | 12628 | UP/000026/25-26 | 19/05/2025 | Uploaded on 21.06.2025
|  |  |  | Service | Making of hydrant Includes cutting, welding, and installation of all supplied materials for creating hydrant points | 8 | Nos | 7800 | 62400 |  |  |  |  | 8 | 7800 | 62400 | 0% | 0 | 62400 | UP/000026/25-26 | 19/05/2025 | Uploaded on 21.06.2025
|  |  |  | Service | RCC cutting for pipe installation, performed using advanced cutting tools, ensuring a smooth and precise finish | 100 | Rft | 285 | 28500 |  |  |  |  | 100 | 285 | 28500 | 0% | 0 | 28500 | UP/000026/25-26 | 19/05/2025 | Uploaded on 21.06.2025
|  |  |  | Service | Repairing of PCC using cement mortar (1:4 ratio) after RCC cutting, ensuring a smooth finish matching the original structure | 100 | Rft | 230 | 23000 |  |  |  |  | 100 | 230 | 23000 | 0% | 0 | 23000 | UP/000026/25-26 | 19/05/2025 | Uploaded on 21.06.2025
|  |  |  | Service | Supply & fixing of 100mm C-Class MS pipe, make- Jindal/Hisar | 100 | Rft | 455 | 45500 | 100 | Rft | Challan | 01.04.2025 | 100 | 455 | 45500 | 0% | 0 | 45500 | UP/000026/25-26 | 19/05/2025 | Uploaded on 21.06.2025
|  |  |  | Service | Supply & fixing of 50mm band, make- Jindal/Hisar | 60 | Nos | 110 | 6600 | 60 | Nos | Challan | 01.04.2025 | 60 | 110 | 6600 | 0% | 0 | 6600 | UP/000026/25-26 | 19/05/2025 | Uploaded on 21.06.2025
|  |  |  | Service | Supply and applying primer and paint with Surface preparation, application of one coat of red-oxide primer, and two coats of synthetic enamel paint (Asian/Berger) for corrosion protection, make- (Asian/Berger) | 8 | Job | 4159 | 33272 |  |  |  |  | 8 | 4159 | 33272 | 0% | 0 | 33272 | UP/000026/25-26 | 19/05/2025 | Uploaded on 21.06.2025
|  |  |  | Service | Dismantling of existing pumps and hydrant | 8 | Job | 3000 | 24000 |  |  |  |  | 8 | 3000 | 24000 | 0% | 0 | 24000 | UP/000026/25-26 | 19/05/2025 | Uploaded on 21.06.2025
[5 empty] | Total |  |  |  | 347000
[5 empty] | GST 0% |  |  |  | 0
[5 empty] | Grand Total |  |  |  | 347000 | [9 empty] | 347000
86 | 9200133605 | 2025-10-03 | ( PN01 ) HCL Technologies Limited | Service | Charges for lifting and shifting of air washer units and replacement of damaged MS & GI body parts depend on unit size | 5 | Nos | 15200 | 76000 |  |  |  |  | 5 | 15200 | 76000 | 0% | 0 | 76000 | UP/000025/25-26 | 14/05/2025 | Uploaded on 06.06.25
|  |  |  | Service | Charges for supply and installation of a crompton 1.0HP monoblock pump depend on the pump model, location, labor, and fittings | 4 | Nos | 8800 | 35200 | 4 | Nos | Challan | 205/25.3.25 | 4 | 8800 | 35200 | 0% | 0 | 35200 | UP/000025/25-26 | 14/05/2025 | Uploaded on 06.06.25
|  |  |  | Service | Charges for the supply and installation of a MS base stand for 15HP and 7.5HP air washer fan motor. | 2 | Nos | 15800 | 31600 |  |  |  |  | 2 | 15800 | 31600 | 0% | 0 | 31600 | UP/000025/25-26 | 14/05/2025 | Uploaded on 06.06.25
|  |  |  | Service | Charges for painting the inner body of an air washer with aluminum paint | 5 | Job | 14600 | 73000 | 8 | Ltr. | Challan | 210/28.3.25 | 5 | 14600 | 73000 | 0% | 0 | 73000 | UP/000025/25-26 | 14/05/2025 | Uploaded on 06.06.25
|  |  |  | Service | Charges for providing and fixing a 150mm thick cellulose pad eliminator with approx 88-89% water distribution efficiency including GI sheet as required | 2 | Job | 22100 | 44200 |  |  | Challan | 205/25.3.25 | 2 | 22100 | 44200 | 0% | 0 | 44200 | UP/000025/25-26 | 14/05/2025 | Uploaded on 06.06.25
[5 empty] | Total |  |  |  | 260000 | 8 | Nos | Challan | 001/01.04.25
[5 empty] | GST 0% |  |  |  | 0 | Honey comb pad
[5 empty] | Grand Total |  |  |  | 260000 | [6 empty] | 260000
87 | 8100017438 | 2025-11-03 | ( AN04 ) HCL TECHNOLOGIES LIMITED | Material | Supply of new Inline fan 200 mm with 01-year warranty, make/model- Vent/VSM 315 | 2 | Nos | 10200 | 20400 |  |  |  |  | 2 | 10200 | 20400 | 18% | 3672 | 24072 | UP/000004/25-26 | 2025-04-04 | Uploaded 22.04.2025
|  |  |  | Material | Supply of Aluminum Flexible duct 200 mm, Make/model- Standard/NA | 55 | Mtr | 450 | 24750 |  |  |  |  | 55 | 450 | 24750 | 18% | 4455 | 29205 | UP/000004/25-26 | 2025-04-04 | Uploaded 22.04.2025
|  |  |  | Material | Providing of Copper flexible Cable 4 Sqmm 3 Core, make- Polycab | 100 | Mtr | 152 | 15200 |  |  |  |  | 100 | 152 | 15200 | 18% | 2736 | 17936 | UP/000004/25-26 | 2025-04-04 | Uploaded 22.04.2025
|  |  |  | Material | Providing of Grab bar 300mm, Make- Standard | 8 | Nos | 6500 | 52000 |  |  |  |  | 8 | 6500 | 52000 | 18% | 9360 | 61360 | UP/000004/25-26 | 2025-04-04 | Uploaded 22.04.2025
|  |  |  | Material | Providing of Exhaust fan heavy duty 12 inch with 01-year warranty, Make- Providing of Exhaust fan heavy duty 12 inch | 2 | Nos | 2880 | 5760 |  |  |  |  | 2 | 2880 | 5760 | 18% | 1036.8 | 6796.8 | UP/000004/25-26 | 2025-04-04 | Uploaded 22.04.2025
|  |  |  | Material | White Floor Mounted 300x300 Ceiling Diffuser | 2 | Nos | 3850 | 7700 |  |  |  |  | 2 | 3850 | 7700 | 18% | 1386 | 9086 | UP/000004/25-26 | 2025-04-04 | Uploaded 22.04.2025
|  |  |  | Service | Installation of Inline fan 200 mm | 2 | Nos | 3800 | 7600 |  |  |  |  | 2 | 3800 | 7600 | 18% | 1368 | 8968 | UP/000006/25-26 | 2025-08-04 | Uploaded on 16.05.2025
|  |  |  | Service | Installation of Aluminum Flexible duct 200 mm | 55 | Mtr | 140 | 7700 |  |  |  |  | 55 | 140 | 7700 | 18% | 1386 | 9086 | UP/000006/25-26 | 2025-08-04 | Uploaded on 16.05.2025
|  |  |  | Service | Laying of Copper flexible Cable 4 Sqmm 3 Core | 100 | Mtr | 40 | 4000 |  |  |  |  | 100 | 40 | 4000 | 18% | 720 | 4720 | UP/000006/25-26 | 2025-08-04 | Uploaded on 16.05.2025
|  |  |  | Service | Installation of Grab bar | 8 | Nos | 1200 | 9600 |  |  |  |  | 8 | 1200 | 9600 | 18% | 1728 | 11328 | UP/000006/25-26 | 2025-08-04 | Uploaded on 16.05.2025
|  |  |  | Service | Installation of Exhaust fan 12 inch | 2 | Nos | 1000 | 2000 |  |  |  |  | 2 | 1000 | 2000 | 18% | 360 | 2360 | UP/000006/25-26 | 2025-08-04 | Uploaded on 16.05.2025
|  |  |  | Service | Gypsum cutting, refixing and painting of Trap door 2x2 feet | 10 | Nos | 2650 | 26500 |  |  |  |  | 10 | 2650 | 26500 | 18% | 4770 | 31270 | UP/000006/25-26 | 2025-08-04 | Uploaded on 16.05.2025
|  |  |  | Service | Wall cutting for exhaust fan | 2 | Nos | 1800 | 3600 |  |  |  |  | 2 | 1800 | 3600 | 18% | 648 | 4248 | UP/000006/25-26 | 2025-08-04 | Uploaded on 16.05.2025
[5 empty] | Total |  |  |  | 186810
[5 empty] | GST 18% |  |  |  | 33625.8
[5 empty] | Grand Total |  |  |  | 220435.8 | [9 empty] | 220435.8
88 | 8600054684 | 13/3/2025 | ( AN04 ) HCL TECHNOLOGIES LIMITED | Material | Hand Spray Set, Make/model- Jaquar/Chr-563 | 35 | Nos | 873 | 30555 |  |  |  |  | 35 | 873 | 30555 | 0% | 0 | 30555 | UP/000168/24-25 | 25/3/2025 | Uploaded on 08.04.25
|  |  |  | Material | Water Tap Sensor, make/model- Jaquar/Zsn-Chr-089 | 15 | Nos | 4600 | 69000 |  |  |  |  | 15 | 4600 | 69000 | 0% | 0 | 69000 | UP/000168/24-25 | 25/3/2025 | Uploaded on 08.04.25
|  |  |  | Material | Water Tap Sensor, make/model- Jaquar/Zsn-Chr-053 | 5 | Nos | 8400 | 42000 |  |  |  |  | 5 | 8400 | 42000 | 0% | 0 | 42000 | UP/000168/24-25 | 25/3/2025 | Uploaded on 08.04.25
|  |  |  | Material | Urinal Sensor, make/model- Jaquar/Zns-Chr-31 | 10 | Nos | 4600 | 46000 |  |  |  |  | 10 | 4600 | 46000 | 0% | 0 | 46000 | UP/000168/24-25 | 25/3/2025 | Uploaded on 08.04.25
|  |  |  | Material | Water Tap Solenoid Valve, make/model- Jaquar/Zsn-017 | 7 | Nos | 7150 | 50050 |  |  |  |  | 7 | 7150 | 50050 | 0% | 0 | 50050 | UP/000168/24-25 | 25/3/2025 | Uploaded on 08.04.25
|  |  |  | Material | CPVC Ball Valve, make/model- Supreme/32 m | 10 | Nos | 336 | 3360 |  |  |  |  | 10 | 336 | 3360 | 0% | 0 | 3360 | UP/000168/24-25 | 25/3/2025 | Uploaded on 08.04.25
|  |  |  | Material | CPVC Brass Elbow, make/model- Supreme/1/2x1/2" | 20 | Nos | 38 | 760 |  |  |  |  | 20 | 38 | 760 | 0% | 0 | 760 | UP/000168/24-25 | 25/3/2025 | Uploaded on 08.04.25
|  |  |  | Material | CPVC Brass Elbow, make/model- Supreme/1/2x1/3" | 20 | Nos | 40 | 800 |  |  |  |  | 20 | 40 | 800 | 0% | 0 | 800 | UP/000168/24-25 | 25/3/2025 | Uploaded on 08.04.25
|  |  |  | Material | CPVC Elbow, make/model- Supreme/1/2" | 20 | Nos | 10 | 200 |  |  |  |  | 20 | 10 | 200 | 0% | 0 | 200 | UP/000168/24-25 | 25/3/2025 | Uploaded on 08.04.25
|  |  |  | Material | CPVC Elbow, make/model- Supreme/1/3" | 20 | Nos | 12 | 240 |  |  |  |  | 20 | 12 | 240 | 0% | 0 | 240 | UP/000168/24-25 | 25/3/2025 | Uploaded on 08.04.25
|  |  |  | Material | CPVC FTA, make/model- Supreme/1/2" | 20 | Nos | 84 | 1680 |  |  |  |  | 20 | 84 | 1680 | 0% | 0 | 1680 | UP/000168/24-25 | 25/3/2025 | Uploaded on 08.04.25
|  |  |  | Material | CPVC FTA, make/model- Supreme/1/2x1/3" | 20 | Nos | 19 | 380 |  |  |  |  | 20 | 19 | 380 | 0% | 0 | 380 | UP/000168/24-25 | 25/3/2025 | Uploaded on 08.04.25
|  |  |  | Material | CPVC MTA, make/model- Supreme/1/2x1/3" | 20 | Nos | 19 | 380 |  |  |  |  | 20 | 19 | 380 | 0% | 0 | 380 | UP/000168/24-25 | 25/3/2025 | Uploaded on 08.04.25
|  |  |  | Material | CPVC MTA, make/model- Supreme/1x1/3" | 20 | Nos | 22 | 440 |  |  |  |  | 20 | 22 | 440 | 0% | 0 | 440 | UP/000168/24-25 | 25/3/2025 | Uploaded on 08.04.25
|  |  |  | Material | CPVC Ball Valve, make/model- Supreme/2" | 10 | Nos | 921 | 9210 |  |  |  |  | 10 | 921 | 9210 | 0% | 0 | 9210 | UP/000168/24-25 | 25/3/2025 | Uploaded on 08.04.25
|  |  |  | Material | Hand Spray Set, make/model- Grohe/part no 26352000 | 30 | Nos | 1898 | 56940 |  |  |  |  | 30 | 1898 | 56940 | 0% | 0 | 56940 | UP/000168/24-25 | 25/3/2025 | Uploaded on 08.04.25
|  |  |  | Material | Urinal sensor, make/model- Toto/As per sample | 5 | Nos | 5520 | 27600 |  |  |  |  | 5 | 5520 | 27600 | 0% | 0 | 27600 | UP/000168/24-25 | 25/3/2025 | Uploaded on 08.04.25
|  |  |  | Material | M-seal, make/model- Pidilite/NA | 10 | Nos | 276 | 2760 |  |  |  |  | 10 | 276 | 2760 | 0% | 0 | 2760 | UP/000168/24-25 | 25/3/2025 | Uploaded on 08.04.25
|  |  |  | Material | CPVC Tee, make/model- Supreme/1/2" | 20 | Nos | 13 | 260 |  |  |  |  | 20 | 13 | 260 | 0% | 0 | 260 | UP/000168/24-25 | 25/3/2025 | Uploaded on 08.04.25
|  |  |  | Material | Urinal Adaptor, make/model- Toto/Output 3 Volt ( As per Sample) | 5 | Nos | 4950 | 24750 |  |  |  |  | 5 | 4950 | 24750 | 0% | 0 | 24750 | UP/000168/24-25 | 25/3/2025 | Uploaded on 08.04.25
|  |  |  | Material | CPVC Elbow, make/model- Supreme/32 MM | 4 | Nos | 50 | 200 |  |  |  |  | 4 | 50 | 200 | 0% | 0 | 200 | UP/000168/24-25 | 25/3/2025 | Uploaded on 08.04.25
|  |  |  | Material | CPVC Elbow, make/model- Supreme/40 MM | 4 | Nos | 92 | 368 |  |  |  |  | 4 | 92 | 368 | 0% | 0 | 368 | UP/000168/24-25 | 25/3/2025 | Uploaded on 08.04.25
|  |  |  | Material | CPVC Elbow, make/model- Supreme/50 MM | 4 | Nos | 192 | 768 |  |  |  |  | 4 | 192 | 768 | 0% | 0 | 768 | UP/000168/24-25 | 25/3/2025 | Uploaded on 08.04.25
|  |  |  | Material | CPVC Elbow, make/model- Supreme/25 MM | 4 | Nos | 25 | 100 |  |  |  |  | 4 | 25 | 100 | 0% | 0 | 100 | UP/000168/24-25 | 25/3/2025 | Uploaded on 08.04.25
|  |  |  | Material | CPVC Elbow, make/model- Supreme/65 MM | 4 | Nos | 580 | 2320 |  |  |  |  | 4 | 580 | 2320 | 0% | 0 | 2320 | UP/000168/24-25 | 25/3/2025 | Uploaded on 08.04.25
|  |  |  | Material | CPVC Elbow, make/model- Supreme/3" | 4 | Nos | 901 | 3604 |  |  |  |  | 4 | 901 | 3604 | 0% | 0 | 3604 | UP/000168/24-25 | 25/3/2025 | Uploaded on 08.04.25
|  |  |  | Material | CPVC Elbow, make/model- Supreme/4" | 4 | Nos | 1500 | 6000 |  |  |  |  | 4 | 1500 | 6000 | 0% | 0 | 6000 | UP/000168/24-25 | 25/3/2025 | Uploaded on 08.04.25
|  |  |  | Material | CPVC Tee, make/model- Supreme/32 MM | 4 | Nos | 62 | 248 |  |  |  |  | 4 | 62 | 248 | 0% | 0 | 248 | UP/000168/24-25 | 25/3/2025 | Uploaded on 08.04.25
|  |  |  | Material | CPVC Tee, make/model- Supreme/40 MM | 4 | Nos | 115 | 460 |  |  |  |  | 4 | 115 | 460 | 0% | 0 | 460 | UP/000168/24-25 | 25/3/2025 | Uploaded on 08.04.25
|  |  |  | Material | CPVC Tee, make/model- Supreme/50 MM | 4 | Nos | 240 | 960 |  |  |  |  | 4 | 240 | 960 | 0% | 0 | 960 | UP/000168/24-25 | 25/3/2025 | Uploaded on 08.04.25
|  |  |  | Material | CPVC Tee, make/model- Supreme/25 MM | 4 | Nos | 30 | 120 |  |  |  |  | 4 | 30 | 120 | 0% | 0 | 120 | UP/000168/24-25 | 25/3/2025 | Uploaded on 08.04.25
|  |  |  | Material | CPVC Tee, make/model- Supreme/65 MM | 4 | Nos | 792 | 3168 |  |  |  |  | 4 | 792 | 3168 | 0% | 0 | 3168 | UP/000168/24-25 | 25/3/2025 | Uploaded on 08.04.25
|  |  |  | Material | CPVC Tee, make/model- Supreme/3" | 4 | Nos | 1164 | 4656 |  |  |  |  | 4 | 1164 | 4656 | 0% | 0 | 4656 | UP/000168/24-25 | 25/3/2025 | Uploaded on 08.04.25
|  |  |  | Material | CPVC Tee, make/model- Supreme/4" | 4 | Nos | 1932 | 7728 |  |  |  |  | 4 | 1932 | 7728 | 0% | 0 | 7728 | UP/000168/24-25 | 25/3/2025 | Uploaded on 08.04.25
|  |  |  | Material | CPVC Bush, make/model- Supreme/32 MM | 4 | Nos | 30 | 120 |  |  |  |  | 4 | 30 | 120 | 0% | 0 | 120 | UP/000168/24-25 | 25/3/2025 | Uploaded on 08.04.25
|  |  |  | Material | CPVC Bush, make/model- Supreme/40 MM | 4 | Nos | 40 | 160 |  |  |  |  | 4 | 40 | 160 | 0% | 0 | 160 | UP/000168/24-25 | 25/3/2025 | Uploaded on 08.04.25
|  |  |  | Material | CPVC Bush, make/model- Supreme/50 MM | 4 | Nos | 57 | 228 |  |  |  |  | 4 | 57 | 228 | 0% | 0 | 228 | UP/000168/24-25 | 25/3/2025 | Uploaded on 08.04.25
|  |  |  | Material | CPVC Bush, make/model- Supreme/25 MM | 4 | Nos | 18 | 72 |  |  |  |  | 4 | 18 | 72 | 0% | 0 | 72 | UP/000168/24-25 | 25/3/2025 | Uploaded on 08.04.25
|  |  |  | Material | CPVC Bush, make/model- Supreme/65 MM | 4 | Nos | 504 | 2016 |  |  |  |  | 4 | 504 | 2016 | 0% | 0 | 2016 | UP/000168/24-25 | 25/3/2025 | Uploaded on 08.04.25
|  |  |  | Material | CPVC Bush, make/model- Supreme/ 3" | 4 | Nos | 840 | 3360 |  |  |  |  | 4 | 840 | 3360 | 0% | 0 | 3360 | UP/000168/24-25 | 25/3/2025 | Uploaded on 08.04.25
|  |  |  | Material | CPVC Bush, make/model- Supreme/4" | 4 | Nos | 1164 | 4656 |  |  |  |  | 4 | 1164 | 4656 | 0% | 0 | 4656 | UP/000168/24-25 | 25/3/2025 | Uploaded on 08.04.25
|  |  |  | Material | CPVC Flange, make/model- Supreme/2.5" | 4 | Nos | 728 | 2912 |  |  |  |  | 4 | 728 | 2912 | 0% | 0 | 2912 | UP/000168/24-25 | 25/3/2025 | Uploaded on 08.04.25
|  |  |  | Material | CPVC Flange, make/model- Supreme/3" | 4 | Nos | 832 | 3328 |  |  |  |  | 4 | 832 | 3328 | 0% | 0 | 3328 | UP/000168/24-25 | 25/3/2025 | Uploaded on 08.04.25
|  |  |  | Material | CPVC Flange, make/model- Supreme/4" | 4 | Nos | 1359 | 5436 |  |  |  |  | 4 | 1359 | 5436 | 0% | 0 | 5436 | UP/000168/24-25 | 25/3/2025 | Uploaded on 08.04.25
|  |  |  | Material | CPVC Reducer, make/model- Supreme/32x15 MM | 4 | Nos | 45 | 180 |  |  |  |  | 4 | 45 | 180 | 0% | 0 | 180 | UP/000168/24-25 | 25/3/2025 | Uploaded on 08.04.25
|  |  |  | Material | CPVC Reducer, make/model- Supreme/40x15 MM | 4 | Nos | 153 | 612 |  |  |  |  | 4 | 153 | 612 | 0% | 0 | 612 | UP/000168/24-25 | 25/3/2025 | Uploaded on 08.04.25
|  |  |  | Material | CPVC Reducer, make/model- Supreme/50x20 MM | 4 | Nos | 21 | 84 |  |  |  |  | 4 | 21 | 84 | 0% | 0 | 84 | UP/000168/24-25 | 25/3/2025 | Uploaded on 08.04.25
|  |  |  | Material | CPVC Reducer, make/model- Supreme/25x20 MM | 4 | Nos | 21 | 84 |  |  |  |  | 4 | 21 | 84 | 0% | 0 | 84 | UP/000168/24-25 | 25/3/2025 | Uploaded on 08.04.25
|  |  |  | Material | CPVC Socket, make/model- Supreme/32 MM | 4 | Nos | 32 | 128 |  |  |  |  | 4 | 32 | 128 | 0% | 0 | 128 | UP/000168/24-25 | 25/3/2025 | Uploaded on 08.04.25
|  |  |  | Material | CPVC Socket, make/model- Supreme/40 MM | 4 | Nos | 57 | 228 |  |  |  |  | 4 | 57 | 228 | 0% | 0 | 228 | UP/000168/24-25 | 25/3/2025 | Uploaded on 08.04.25
|  |  |  | Material | CPVC Socket, make/model- Supreme/50 MM | 4 | Nos | 116 | 464 |  |  |  |  | 4 | 116 | 464 | 0% | 0 | 464 | UP/000168/24-25 | 25/3/2025 | Uploaded on 08.04.25
|  |  |  | Material | CPVC Socket, make/model- Supreme/65 MM | 4 | Nos | 356 | 1424 |  |  |  |  | 4 | 356 | 1424 | 0% | 0 | 1424 | UP/000168/24-25 | 25/3/2025 | Uploaded on 08.04.25
|  |  |  | Material | CPVC Socket, make/model- Supreme/25MM | 4 | Nos | 10.75 | 43 |  |  |  |  | 4 | 10.75 | 43 | 0% | 0 | 43 | UP/000168/24-25 | 25/3/2025 | Uploaded on 08.04.25
|  |  |  | Material | Masking Tape, make/model- NA/25 MM | 50 | Nos | 28 | 1400 |  |  |  |  | 50 | 28 | 1400 | 0% | 0 | 1400 | UP/000168/24-25 | 25/3/2025 | Uploaded on 08.04.25
[5 empty] | Total |  |  |  | 425000
[5 empty] | GST 18% |  |  |  | 0
[5 empty] | Grand Total |  |  |  | 425000 | [9 empty] | 425000
89 | 8100017540 | 17/03/2025 | ( AN04 ) HCL TECHNOLOGIES LIMITED | Material | Supply of 80mm Dia MS Pipe with 1 Coat yellow primer & 2 Coat of single red paint | 66 | Mtr | 680 | 44880 |  |  |  |  | 66 | 680 | 44880 | 0% | 0 | 44880 | UP/000002/25-26 | 2025-01-04 | Uploaded on 16.05.2025
|  |  |  | Material | Supply of 25mm Dia MS Pipe with 1 Coat yellow primer & 2 Coat of single red paint | 90 | Mtr | 226 | 20340 |  |  |  |  | 90 | 226 | 20340 | 0% | 0 | 20340 | UP/000002/25-26 | 2025-01-04 | Uploaded on 16.05.2025
|  |  |  | Material | Supply of 80mm Dia Elbow Heavy | 15 | Nos | 195 | 2925 |  |  |  |  | 15 | 195 | 2925 | 0% | 0 | 2925 | UP/000002/25-26 | 2025-01-04 | Uploaded on 16.05.2025
|  |  |  | Material | Supply of 25mm Dia Coller | 40 | Nos | 145 | 5800 |  |  |  |  | 40 | 145 | 5800 | 0% | 0 | 5800 | UP/000002/25-26 | 2025-01-04 | Uploaded on 16.05.2025
|  |  |  | Material | Supply of Flexible Pipe (Make - Tyco/Newage) | 40 | Nos | 780 | 31200 |  |  |  |  | 40 | 780 | 31200 | 0% | 0 | 31200 | UP/000002/25-26 | 2025-01-04 | Uploaded on 16.05.2025
|  |  |  | Material | Supply of 15mm Pendent type Sprinkler (Make - Tyco/Newage) | 40 | Nos | 216 | 8640 |  |  |  |  | 40 | 216 | 8640 | 0% | 0 | 8640 | UP/000002/25-26 | 2025-01-04 | Uploaded on 16.05.2025
|  |  |  | Material | Supply of Rosette Plate | 40 | Nos | 35 | 1400 |  |  |  |  | 40 | 35 | 1400 | 0% | 0 | 1400 | UP/000002/25-26 | 2025-01-04 | Uploaded on 16.05.2025
|  |  |  | Material | Supply of Accessories Reducer,Elbow,Pipeline Supporte,MS Flanges,Anchor Fastener & Bolt Nut | 1 | LS | 33500 | 33500 |  |  |  |  | 1 | 33500 | 33500 | 0% | 0 | 33500 | UP/000002/25-26 | 2025-01-04 | Uploaded on 16.05.2025
|  |  |  | Material | Supply of 80mm Dia Butterfly Valve (Make - Aduco) | 1 | Nos | 3550 | 3550 |  |  |  |  | 1 | 3550 | 3550 | 0% | 0 | 3550 | UP/000002/25-26 | 2025-01-04 | Uploaded on 16.05.2025
|  |  |  | Service | Commissioning and Installation Charges | 1 | Job | 105000 | 105000 |  |  |  |  | 1 | 105000 | 105000 | 0% | 0 | 105000 | UP/000043/25-26 | 2025-07-07 | Uploaded on 11.08.25
|  |  |  | Service | Transportation Charges | 1 | Job | 7500 | 7500 |  |  |  |  | 1 | 7500 | 7500 | 0% | 0 | 7500 | UP/000043/25-26 | 2025-07-07 | Uploaded on 11.08.25
[5 empty] | Total |  |  |  | 264735 | [9 empty] | 264735
[5 empty] | GST 0% |  |  |  | 0
[5 empty] | Grand Total |  |  |  | 264735
90 | 9200135420 | 28/03/2025 | ( AN04 ) HCL TECHNOLOGIES LIMITED | Service | 10 KW Diesel engine Servicing charge with oil, oil filter, diesel filter, damage pipe etc | 4 | Job | 5880 | 23520 | 31 | Nos | Challan | 22/21.04.25 | 4 | 5880 | 23520 | 0% | 0 | 23520 | UP/000048/25-26 | 2025-12-07 | Uploaded on 28.08.2025
|  |  |  | Service | 10 KW Diesel Pump Servicing and repairing charge | 4 | Job | 6370 | 25480 |  |  |  |  | 4 | 6370 | 25480 | 0% | 0 | 25480 | UP/000048/25-26 | 2025-12-07 | Uploaded on 28.08.2025
|  |  | Work not done | Service | Ganga water pumps 5 hp and 10 hp servicing with greasing and replacement of gland | 2 | Job | 5390 | 10780 | [6 empty] | 0 | 0% | 0 | 0
|  |  |  | Service | Supply and Installation of 6.5 Ltr Diesel Tank | 2 | Nos | 1862 | 3724 | 2 | Nos | Challan | 22/21.04.25 | 2 | 1862 | 3724 | 0% | 0 | 3724 | UP/000048/25-26 | 2025-12-07 | Uploaded on 28.08.2025
[5 empty] | Total |  |  |  | 63504
[5 empty] | GST 0% |  |  |  | 0
[5 empty] | Grand Total |  |  |  | 63504 | [9 empty] | 52724
91 | 9200136396 | 2025-08-04 | ( AN04 ) HCL TECHNOLOGIES LIMITED | Service | Supply and Installation of 5 MM Acrylic Sheet with Alluminium Channel (Size : 3' x 4') at Washroom Window | 72 | Nos | 2825 | 203400 | 72 | Nos | Challan | 20/17.4.25 | 70 | 2825 | 197750 | 0% | 0 | 197750 | UP/000024/25-26 | 14/5/2025 | Uploaded on 26.05.25
[5 empty] | Total |  |  |  | 203400 | 80 | Nos | Challan | 24/21.04.25
[5 empty] | GST 0% |  |  |  | 0 | Aluminium Channel
[5 empty] | Grand Total |  |  |  | 203400
92 | 9200136770 | 14/04/2025 | ( AN08 ) HCL TECHNOLOGIES LIMITED | Service | Towards charges for making book shelf (Size – 10*3 feet). Providing and fixing of book shelf making by 18 mm board and 1 mm laminate finished approx size 10 X 3 feet and hanging on wall as require to complete | 30 | Sqft | 1170 | 35100
| PO Cancelled |  |  |  | Total |  |  |  | 35100
[5 empty] | GST 18% |  |  |  | 6318
[5 empty] | Grand Total |  |  |  | 41418
93 | 8100018253 | 2025-06-05 | ( LL03 ) HCL TECHNOLOGIES LIMITED - Lucknow | Material | For wet riser System - MS `C' Heavy class pipe 80 mm dia | 6 | RM | 1460 | 8760 |  |  |  |  | 6 | 1460 | 8760 | 18% | 1576.8 | 10336.8 | UP/000022/25-26 | 2025-06-05 | Uploaded on 08.05.25
| PO - Amended |  |  | Material | For wet riser System - MS `C' Heavy class pipe 150 mm dia RM 534 | 534 | RM | 3025 | 1615350 |  |  |  |  | 534 | 3025 | 1615350 | 18% | 290763 | 1906113 | UP/000022/25-26 | 2025-06-05 | Uploaded on 08.05.25
|  |  |  | Service | SITC of 150 MM Butterfly | 4 | Nos | 9131 | 36524 | 4 | Nos | Challan | 31/13.05.25 | 4 | 9131 | 36524 | 18% | 6574.32 | 43098.32 | UP/000072/25-26 | 20/9/2025 | Uploaded on 15.10.25
|  |  | PO 534 RM | Service | Providing two coats of synthetic enamel paint of approved shade over a coat of primer. 80 mm dia RM 6 150 mm dia | 540 | RM | 65 | 35100 |  |  |  |  | 540 | 65 | 35100 | 18% | 6318 | 41418 | UP/000072/25-26 | 20/9/2025 | Uploaded on 15.10.25
|  |  |  | Service | SITC of Support making with 40x40x5 mm angle, on Pedestal for the MS Pipe as required at site including civil work | 1 | Job | 238956 | 238956 | 400 | Kg | Challan | 31/13.05.25 | 1 | 238956 | 238956 | 18% | 43012.08 | 281968.08 | UP/000072/25-26 | 20/9/2025 | Uploaded on 15.10.25
[5 empty] | Total |  |  |  | 1934690
[5 empty] | GST 18% |  |  |  | 348244.2
[5 empty] | Grand Total |  |  |  | 2282934.2 | [9 empty] | 2282934.2
94 | 8600056318 | 28/04/2025 | ( AN04 ) HCL TECHNOLOGIES LIMITED | Material | Hand Spray Set, make/model- Grohe/part no 26352000 | 50 | Nos | 1898 | 94900 |  |  |  |  | 50 | 1898 | 94900 | 0% | 0 | 94900 | UP/000021/25-26 | 2025-06-05 | Uploaded on 26.05.2025
|  |  |  | Material | Urinal Sensor complete Set, make/model- Roca/ As per sample | 5 | Nos | 9750 | 48750 |  |  |  |  | 5 | 9750 | 48750 | 0% | 0 | 48750 | UP/000021/25-26 | 2025-06-05 | Uploaded on 26.05.2025
|  |  |  | Material | WC Fastener, make/model- Toto/As per sample | 10 | Nos | 685 | 6850 |  |  |  |  | 10 | 685 | 6850 | 0% | 0 | 6850 | UP/000021/25-26 | 2025-06-05 | Uploaded on 26.05.2025
|  |  |  | Material | Water Tap Sensor, make/model- Jaquar/Zsn-Chr-089 | 15 | Nos | 4490 | 67350 |  |  |  |  | 15 | 4490 | 67350 | 0% | 0 | 67350 | UP/000021/25-26 | 2025-06-05 | Uploaded on 26.05.2025
|  |  |  | Material | Urinal Sensor, make/model- Jaquar/Zns-Chr-31 | 10 | Nos | 4490 | 44900 |  |  |  |  | 10 | 4490 | 44900 | 0% | 0 | 44900 | UP/000021/25-26 | 2025-06-05 | Uploaded on 26.05.2025
|  |  |  | Material | Water Tap Sensor, make/model- Jaquar/Zsn-Chr-053 | 5 | Nos | 7963 | 39815 |  |  |  |  | 5 | 7963 | 39815 | 0% | 0 | 39815 | UP/000021/25-26 | 2025-06-05 | Uploaded on 26.05.2025
|  |  |  | Material | Water Tap Sensor Lid, make/model- U-tech/As per sample | 10 | Nos | 4730 | 47300 |  |  |  |  | 10 | 4730 | 47300 | 0% | 0 | 47300 | UP/000021/25-26 | 2025-06-05 | Uploaded on 26.05.2025
|  |  |  | Material | Water Tap Solenoid Valve, make/model- Jaquar/Zsn-017 | 5 | Nos | 6727 | 33635 |  |  |  |  | 5 | 6727 | 33635 | 0% | 0 | 33635 | UP/000021/25-26 | 2025-06-05 | Uploaded on 26.05.2025
|  |  |  | Material | Urinal sensor, make/model- Toto/ As per sample | 5 | Nos | 5520 | 27600 |  |  |  |  | 5 | 5520 | 27600 | 0% | 0 | 27600 | UP/000021/25-26 | 2025-06-05 | Uploaded on 26.05.2025
|  |  |  | Material | Urinal Solenoid Valve, make/model- Toto/ As per sample | 5 | Nos | 4620 | 23100 |  |  |  |  | 5 | 4620 | 23100 | 0% | 0 | 23100 | UP/000021/25-26 | 2025-06-05 | Uploaded on 26.05.2025
|  |  |  | Material | M-seal, make/model- Pidilite | 5 | Nos | 264 | 1320 |  |  |  |  | 5 | 264 | 1320 | 0% | 0 | 1320 | UP/000021/25-26 | 2025-06-05 | Uploaded on 26.05.2025
|  |  |  | Material | UPVC Socket, make/model- Supreme/Prince/ISI marked/90 MM | 15 | Nos | 46 | 690 |  |  |  |  | 15 | 46 | 690 | 0% | 0 | 690 | UP/000021/25-26 | 2025-06-05 | Uploaded on 26.05.2025
|  |  |  | Material | UPVC Tee, make/model- Supreme/Prince/ISI marked/90 MM | 10 | Nos | 107 | 1070 |  |  |  |  | 10 | 107 | 1070 | 0% | 0 | 1070 | UP/000021/25-26 | 2025-06-05 | Uploaded on 26.05.2025
|  |  |  | Material | UPVC Elbow, make/model- Supreme/Prince/ISI marked/90 MM | 15 | Nos | 87 | 1305 |  |  |  |  | 15 | 87 | 1305 | 0% | 0 | 1305 | UP/000021/25-26 | 2025-06-05 | Uploaded on 26.05.2025
|  |  |  | Material | UPVC Bush, make/model- Supreme/Prince/ISI marked/110mm X 90mm | 10 | Nos | 52 | 520 |  |  |  |  | 10 | 52 | 520 | 0% | 0 | 520 | UP/000021/25-26 | 2025-06-05 | Uploaded on 26.05.2025
|  |  |  | Material | UPVC Elbow, make/model- Supreme/Prince/ISI marked/90mm 45 degree | 10 | Nos | 87 | 870 |  |  |  |  | 10 | 87 | 870 | 0% | 0 | 870 | UP/000021/25-26 | 2025-06-05 | Uploaded on 26.05.2025
|  |  |  | Material | UPVC Solvent, make/model- Supreme/Prince/ISI marked | 3 |  | 367 | 1101 |  |  |  |  | 3 | 367 | 1101 | 0% | 0 | 1101 | UP/000021/25-26 | 2025-06-05 | Uploaded on 26.05.2025
|  |  |  | Material | UPVC MTA, make/model- Supreme/Prince/ISI marked/40mm | 2 | Nos | 28 | 56 |  |  |  |  | 2 | 28 | 56 | 0% | 0 | 56 | UP/000021/25-26 | 2025-06-05 | Uploaded on 26.05.2025
|  |  |  | Material | NRV, make/model- Standard/50 Mm | 2 | Nos | 1943 | 3886 |  |  |  |  | 2 | 1943 | 3886 | 0% | 0 | 3886 | UP/000021/25-26 | 2025-06-05 | Uploaded on 26.05.2025
|  |  |  | Material | UPVC Tee, make/model- Supreme/Prince/ISI marked/63 mm | 10 | Nos | 50 | 500 |  |  |  |  | 10 | 50 | 500 | 0% | 0 | 500 | UP/000021/25-26 | 2025-06-05 | Uploaded on 26.05.2025
|  |  |  | Material | UPVC Elbow, make/model- Supreme/Prince/ISI marked/63 mm | 10 | Nos | 39 | 390 |  |  |  |  | 10 | 39 | 390 | 0% | 0 | 390 | UP/000021/25-26 | 2025-06-05 | Uploaded on 26.05.2025
|  |  |  | Material | UPVC Bush, make/model- Supreme/Prince/ISI marked/63x50mm | 10 | Nos | 33 | 330 |  |  |  |  | 10 | 33 | 330 | 0% | 0 | 330 | UP/000021/25-26 | 2025-06-05 | Uploaded on 26.05.2025
|  |  |  | Material | UPVC Ball valve, make/model- Supreme/Prince/ISI marked/63mm | 8 | Nos | 578 | 4624 |  |  |  |  | 8 | 578 | 4624 | 0% | 0 | 4624 | UP/000021/25-26 | 2025-06-05 | Uploaded on 26.05.2025
|  |  |  | Material | UPVC Elbow, make/model- Supreme/Prince/ISI marked/50 mm | 10 | Nos | 28 | 280 |  |  |  |  | 10 | 28 | 280 | 0% | 0 | 280 | UP/000021/25-26 | 2025-06-05 | Uploaded on 26.05.2025
|  |  |  | Material | UPVC Tee, make/model- Supreme/Prince/ISI marked/50 mm | 10 | Nos | 39 | 390 |  |  |  |  | 10 | 39 | 390 | 0% | 0 | 390 | UP/000021/25-26 | 2025-06-05 | Uploaded on 26.05.2025
|  |  |  | Material | UPVC Elbow, make/model- supreme/Prince/ISI marked- 110 mm | 10 | Nos | 199 | 1990 |  |  |  |  | 10 | 199 | 1990 | 0% | 0 | 1990 | UP/000021/25-26 | 2025-06-05 | Uploaded on 26.05.2025
|  |  |  | Material | UPVC Tee, make/model- Supreme/Prince/ISI marked/110 mm | 8 | Nos | 189 | 1512 |  |  |  |  | 8 | 189 | 1512 | 0% | 0 | 1512 | UP/000021/25-26 | 2025-06-05 | Uploaded on 26.05.2025
|  |  |  | Material | Suction Hose Pipe, make/model- Standard/40 mm 30 Feet Roll | 2 | Nos | 2520 | 5040 |  |  |  |  | 2 | 2520 | 5040 | 0% | 0 | 5040 | UP/000021/25-26 | 2025-06-05 | Uploaded on 26.05.2025
|  |  |  | Material | Hose MTA, make/model- standard/40mm | 2 | Nos | 683 | 1366 |  |  |  |  | 2 | 683 | 1366 | 0% | 0 | 1366 | UP/000021/25-26 | 2025-06-05 | Uploaded on 26.05.2025
|  |  |  | Material | Hot air blower/ heat gun, make/model- Bosch/NA | 1 | Nos | 2560 | 2560 |  |  |  |  | 1 | 2560 | 2560 | 0% | 0 | 2560 | UP/000021/25-26 | 2025-06-05 | Uploaded on 26.05.2025
[5 empty] | Total |  |  |  | 464000
[5 empty] | GST 0% |  |  |  | 0
[5 empty] | Grand Total |  |  |  | 464000 | [6 empty] | 464000 |  |  | 464000
94 | 8100018338 | 2025-05-05 | ( AN04 ) HCL TECHNOLOGIES LIMITED | Material | Supply of 250 MM PVC Elbow | 1 | Nos | 3800 | 3800 | 1 | Nos | Challan | 28/02.05.25 | 1 | 3800 | 3800 | 0% | 0 | 3800 | UP/000049/25-26 | 2025-12-07 | Uploaded on 28.08.2025
| PO Amended |  |  | Material | Supply of 250 MM PVC Socket | 1 | Nos | 2660 | 2660 | 1 | Nos | Challan | 28/02.05.25 | 1 | 2660 | 2660 | 0% | 0 | 2660 | UP/000049/25-26 | 2025-12-07 | Uploaded on 28.08.2025
|  |  |  | Service | Supply, installation, and testing of 100 mm CPVC elbow, including cutting, cleaning, solvent cement application | 6 | Nos | 1885 | 11310 | 3 | Nos | Challan | 27/02.05.25 | 6 | 1885 | 11310 | 0% | 0 | 11310 | UP/000049/25-26 | 2025-12-07 | Uploaded on 28.08.2025
|  |  |  | Service | Supply, installation, and testing of 100 mm CPVC Socket, including cutting, cleaning, solvent cement application | 3 | Nos | 1405 | 4215 | 1 | Nos | Challan | 27/02.05.25 | 3 | 1405 | 4215 | 0% | 0 | 4215 | UP/000049/25-26 | 2025-12-07 | Uploaded on 28.08.2025
|  |  |  | Service | Supply, installation, and testing of 100 mm CPVC Tee, including cutting, cleaning, solvent cement application | 2 | Nos | 3325 | 6650 | 1 | Nos | Challan | 27/02.05.25 | 2 | 3325 | 6650 | 0% | 0 | 6650 | UP/000049/25-26 | 2025-12-07 | Uploaded on 28.08.2025
|  |  |  | Service | Supply, installation, and testing of 100 mm flange | 4 | Nos | 1985 | 7940 | 4 | Nos | Challan | 27/02.05.25 | 4 | 1985 | 7940 | 0% | 0 | 7940 | UP/000049/25-26 | 2025-12-07 | Uploaded on 28.08.2025
|  |  |  | Service | Supply and fixing of nut and bolt, including proper alignment, tightening | 5 | Kg | 200 | 1000 |  |  |  |  | 5 | 200 | 1000 | 0% | 0 | 1000 | UP/000049/25-26 | 2025-12-07 | Uploaded on 28.08.2025
|  |  |  | Service | Supply and applying CPVC solvent | 2 | Kg | 1615 | 3230 | 2 | Nos | Challan | 27/02.05.25 | 2 | 1615 | 3230 | 0% | 0 | 3230 | UP/000049/25-26 | 2025-12-07 | Uploaded on 28.08.2025
|  |  |  | Service | Supply, installation, and testing of 100 mm CPVC Pipe, including cutting, cleaning, solvent cement application | 10 | Rft | 570 | 5700 | CPVC Elbow 100mm-3, Socket 100mm - 2, Tee 100mm -1, CPVC pipe 100mm-10 RFT, Nut Bolt- 5 Kg, CPVC Solvent-2 Kg |  | Challan | 56/27.06.25 | 10 | 570 | 5700 | 0% | 0 | 5700 | UP/000049/25-26 | 2025-12-07 | Uploaded on 28.08.2025
|  |  |  | Service | Dismantling and re-fixing of existing pipes, valves, and water meter, including careful removal, cleaning, reinstallation, alignment, and leak testing | 1 | Job | 16625 | 16625 |  |  |  |  | 1 | 16625 | 16625 | 0% | 0 | 16625 | UP/000049/25-26 | 2025-12-07 | Uploaded on 28.08.2025
|  |  |  | Service | Dismantling and fixing of 250 MM PVC Socket & Elbow | 1 | Job | 9025 | 9025 |  |  |  |  | 1 | 9025 | 9025 | 0% | 0 | 9025 | UP/000049/25-26 | 2025-12-07 | Uploaded on 28.08.2025
|  |  |  | Service | Providing, Making, and Fixing of MS Pigeon Locker Stand – Made from 50x50x5 MS angle frame, size 6 feet x 1.5 feet, height 4 inches, includes grinding, buffing | 6 | Nos | 3750 | 22500 | 6 | Nos | Challan | 56/27.06.25 | 6 | 3750 | 22500 | 0% | 0 | 22500 | UP/000049/25-26 | 2025-12-07 | Uploaded on 28.08.2025
|  |  |  | Service | Providing and Applying Deco Paint on Pigeon Lockers – Size 6 feet x 6 feet x 1.5 feet, inside and outside buffing and finishing, 1 coat red oxide primer and 2 coats | 1 | Nos | 8500 | 8500 |  |  |  |  | 1 | 8500 | 8500 | 0% | 0 | 8500 | UP/000049/25-26 | 2025-12-07 | Uploaded on 28.08.2025
[5 empty] | Total |  |  |  | 103155
[5 empty] | GST 0% |  |  |  | 0
[5 empty] | Grand Total |  |  |  | 103155 | [9 empty] | 103155
95 | 9200138408 | 2025-05-05 | ( LL01 ) HCL TECHNOLOGIES LIMITED -Lucknow | Service | SITC of copper strip including PVC sleeve & other accessories(Length-3200mm, 25X5mmThk) Nos 2 with Installation | 2 | Nos | 4811.63 | 9623.26 | 40 | Mtr | Challan | 32/13.05.25 | 2 | 4811.63 | 9623.26 | 0% | 0 | 9623.26 | UP/000036/25-26 | 20/6/2025 | Uploaded on 01.07.2025
|  |  |  | Service | SITC of copper strip including PVC sleeve & other accessories(Length-1600mm, 25X5mmThk) Nos 14 with installation | 14 | Nos | 4811.63 | 67362.82 | 5 | Mtr | Challan | 32/13.05.25 | 14 | 4811.63 | 67362.82 | 0% | 0 | 67362.82 | UP/000036/25-26 | 20/6/2025 | Uploaded on 01.07.2025
|  |  |  | Service | SITC of copper strip including PVC sleeve & other accessories(Length-7320mm, 25X5mmThk) Nos 3 with installation | 3 | Nos | 4811.63 | 14434.89 |  |  |  |  | 3 | 4811.63 | 14434.89 | 0% | 0 | 14434.89 | UP/000036/25-26 | 20/6/2025 | Uploaded on 01.07.2025
|  |  |  | Service | SITC of copper strip including PVC sleeve & other accessories(Length-4572mm, 25X5mmThk) Nos 2 with installation | 2 | Nos | 4811.63 | 9623.26 |  |  |  |  | 2 | 4811.63 | 9623.26 | 0% | 0 | 9623.26 | UP/000036/25-26 | 20/6/2025 | Uploaded on 01.07.2025
|  |  |  | Service | SITC of copper strip including PVC sleeve & other accessories(Length-4700mm, 50X5mmThk) Nos 1 with installation | 1 | Nos | 13412.4 | 13412.4 |  |  |  |  | 1 | 13412.4 | 13412.4 | 0% | 0 | 13412.4 | UP/000036/25-26 | 20/6/2025 | Uploaded on 01.07.2025
[5 empty] | Total |  |  |  | 114456.63
[5 empty] | GST 0% |  |  |  | 0
[5 empty] | Grand Total |  |  |  | 114456.63 | [9 empty] | 114456.63
96 | 9200138631 | 2025-06-05 | ( AN04 ) HCL TECHNOLOGIES LIMITED | Service | Supply & fixing of 200 MM Dia Water Flow Meter (Make: Kranti), Class B, ISI Marked, make- Kranti | 1 | Nos | 45420 | 45420 | 1 | Nos | Challan | 42/26.05.25 | 1 | 45420 | 45420 | 0% | 0 | 45420 | UP/000050/25-26 | 2025-12-07 | Uploaded on 04.09.2025
|  |  |  | Service | Supply & fixing of 100 MM Dia Water Flow Meter (Make: Kranti), Class B, ISI Marked | 4 | Nos | 26368 | 105472 | 4 | Nos | Challan | 42/26.05.25 | 4 | 26368 | 105472 | 0% | 0 | 105472 | UP/000050/25-26 | 2025-12-07 | Uploaded on 04.09.2025
|  |  |  | Service | Supply & fixing of 80 MM Dia Water Flow Meter (Make: Kranti), Class B, ISI Marked | 1 | Nos | 22410 | 22410 | 1 | Nos | Challan | 42/26.05.25 | 1 | 22410 | 22410 | 0% | 0 | 22410 | UP/000050/25-26 | 2025-12-07 | Uploaded on 04.09.2025
|  |  |  | Service | Supply & fixing of 200 MM Dia, 10 MM Thick MS Flange (PN16) | 2 | Nos | 2760 | 5520 | 2 | Nos | Challan | 42/26.05.25 | 2 | 2760 | 5520 | 0% | 0 | 5520 | UP/000050/25-26 | 2025-12-07 | Uploaded on 04.09.2025
|  |  |  | Service | Supply & fixing of 100 MM Dia, 10 MM Thick MS Flange (PN16) | 8 | Nos | 750 | 6000 | 8 | Nos | Challan | 42/26.05.25 | 8 | 750 | 6000 | 0% | 0 | 6000 | UP/000050/25-26 | 2025-12-07 | Uploaded on 04.09.2025
|  |  |  | Service | Supply & fixing of 80 MM Dia, 10 MM Thick MS Flange (PN16) | 2 | Nos | 650 | 1300 | 2 | Nos | Challan | 42/26.05.25 | 2 | 650 | 1300 | 0% | 0 | 1300 | UP/000050/25-26 | 2025-12-07 | Uploaded on 04.09.2025
|  |  |  | Service | Supply & fixing of 80 MM Dia MS Elbow | 4 | Nos | 150 | 600 | 4 | Nos | Challan | 42/26.05.25 | 4 | 150 | 600 | 0% | 0 | 600 | UP/000050/25-26 | 2025-12-07 | Uploaded on 04.09.2025
|  |  |  | Service | Supply & Fixing of MS Nut & Bolt with Washer (Size: M16 x 75 MM, Grade 8.8) | 15 | Kg | 210 | 3150 | 15 | Kg | Challan | 42/26.05.25 | 15 | 210 | 3150 | 0% | 0 | 3150 | UP/000050/25-26 | 2025-12-07 | Uploaded on 04.09.2025
[5 empty] | Total |  |  |  | 189872 | [9 empty] | 189872
[5 empty] | GST 0% |  |  |  | 0
[5 empty] | Grand Total |  |  |  | 189872
0
97 | HCL CO./2025-26/03 | 15/05/2025 | HCL Corporation Private Limited - 44, Friends Colony (East) New Delhi-110065 |  | Service of Electrical Panels as per attached annexure-I | 1 | Job | 61091 | 61091 |  |  |  |  | 1 | 61091 | 61091 | 18% | 10996.38 | 72087.38 | UP/000035/25-26 | 20/6/2025
[5 empty] | Supply & Installation of Electrical Panels as per attached annexure | 1 | Job | 301308 | 301308 |  |  |  |  | 1 | 301308 | 301308 | 18% | 54235.44 | 355543.44 | UP/000035/25-26 | 20/6/2025
[5 empty] | Total |  |  |  | 362399
[5 empty] | GST 18% |  |  |  | 65231.82
[5 empty] | Grand Total |  |  |  | 427630.82 | [9 empty] | 427630.82
annexure
|  |  |  | 1 | Supply & Instlattion of 8 Way TPN DB - TERRACE HVAC DB ( @ 43 colony) | 1 | Nos | 4540.11 | 4540.11 | 1 | Nos | Challan | 48/11.6.25
|  |  |  | 2 | INCOMER - 32A 4P MCB "10kA" - TERRACE HVAC DB ( @ 43 colony) | 1 | Nos | 1735.87 | 1735.87
|  |  |  | 3 | OUTGOING - 32A 4P MCB "10kA" - TERRACE HVAC DB ( @ 43 colony) | 1 | Nos | 1735.87 | 1735.87
|  |  |  | 4 | OUTGOING - 32A DP MCB "10kA" - TERRACE HVAC DB ( @ 43 colony) | 4 | Nos | 801.14 | 3204.56
|  |  |  | 5 | OUTGOING - 25A SP MCB "10kA" - TERRACE HVAC DB ( @ 43 colony) | 3 | Nos | 253.65 | 760.95
|  |  |  | 6 | OUTGOING - 16A SP MCB "10kA" - TERRACE HVAC DB ( @ 43 colony) | 3 | Nos | 253.65 | 760.95
|  |  |  | 7 | POWER WIRING - Panel Wiring It Includes Wiring of above Mentioned Switchgears With Copper wire, Thimbling Fourooling Pvc Taping & Tieing etc. - TERRACE HVAC DB ( @ 43 colony) | 1 | Nos | 8345.87 | 8345.87
|  |  |  | 8 | ACCESSORIES - Complete Accessorie Including nut bolts ,Thimble , ties ,Pvc tapes etc.Complete - - TERRACE HVAC DB ( @ 43 colony) | 1 | Nos | 4339.82 | 4339.82
|  |  |  | 9 | Supply of Bus Bar Panel, Enclosure CRCA Sheet Powder coated Fitted as Below, Double Door Front operated, Wall Mounted, Outdoor Installation of Panel,Completed With wiring / Bus bar etc. - OUTDOOR GARDEN PANEL - 1 ( @ 43 colony) | 1 | Set | 23368.58 | 23368.58 | 1 | Set | Challan | 49/11.06.25
|  |  |  | 10 | INCOMER - 63A TP+NL MCCB (Three Pole +External Neutral Link)"10kA" With Thermal Magnetic Releases. - OUTDOOR GARDEN PANEL - 1 ( @ 43 colony) | 1 | Nos | 8345.87 | 8345.87
|  |  |  | 11 | INCOMER -63A TP MCCB's Spreader Links - OUTDOOR GARDEN PANEL - 1 ( @ 43 colony) | 2 | Nos | 2336.78 | 4673.56
|  |  |  | 12 | INCOMER -63A MCCB's Extended Rotary Handle - OUTDOOR GARDEN PANEL - 1 ( @ 43 colony) | 1 | Nos | 2537.1 | 2537.1
|  |  |  | 13 | INCOMER -Phase Indicating Lamp LED Type, Red -240Vac,- OUTDOOR GARDEN PANEL - 1 ( @ 43 colony) | 1 | Nos | 140.13 | 140.13
|  |  |  | 14 | INCOMER -Phase Indicating Lamp LED Type,Yellow -240Vac, | 1 | Nos | 140.13 | 140.13
|  |  |  | 15 | INCOMER -Phase Indicating Lamp LED Type, Blue -240Vac,- OUTDOOR GARDEN PANEL - 1 ( @ 43 colony) | 1 | Nos | 160.15 | 160.15
|  |  |  | 16 | 150A 4P Alluminium Bus Bar - Bus Bar With Coloured Heat Shrinkable Insulated Sleeves According To Their Phase Red Phase Having Red Sleeve, Yellow Phase Having Yellow Sleeve ,Blue Phase Having Blue Sleeve &Neutral Having Black Sleeve, with Isolators Along With Nut Bolts.- OUTDOOR GARDEN PANEL - 1 ( @ 43 colony) | 1 | Nos | 2336.78 | 2336.78
|  |  |  | 17 | OUTGOING - 32A 4P MCB "10kA" - OUTDOOR GARDEN PANEL - 1 ( @ 43 colony) | 2 | Nos | 1735.87 | 3471.74
|  |  |  | 18 | OUTGOING - 32A DP MCB "10kA" - OUTDOOR GARDEN PANEL - 1 ( @ 43 colony) | 6 | Nos | 1735.87 | 10415.22
|  |  |  | 19 | OUTGOING - 25A SP MCB "10kA" - OUTDOOR GARDEN PANEL - 1 ( @ 43 colony) | 5 | Nos | 253.65 | 1268.25
|  |  |  | 20 | OUTGOING - 16A SP MCB "10kA" - OUTDOOR GARDEN PANEL - 1 ( @ 43 colony) | 5 | Nos | 253.65 | 1268.25
|  |  |  | 21 | OUTGOING - 32A Three Phase Industrial Socket ( On Front Door ) - OUTDOOR GARDEN PANEL - 1 ( @ 43 colony) | 1 | Nos | 5007.5 | 5007.5
|  |  |  | 22 | OUTGOING - 16A Single Phase Industrial Socket ( On Front Door ) - OUTDOOR GARDEN PANEL - 1 ( @ 43 colony) | 2 | Nos | 2336.78 | 4673.56
|  |  |  | 23 | OUTGOING - 32A Single Phase Industrial Socket ( On Front Door ) - OUTDOOR GARDEN PANEL - 1 ( @ 43 colony) | 1 | Nos | 2336.78 | 2336.78
|  |  |  | 24 | OUTGOING - Power Connectors - OUTDOOR GARDEN PANEL - 1 ( @ 43 colony) | 20 | Nos | 801.14 | 16022.8
|  |  |  | 25 | POWER WIRING - Panel Wiring It Includes Wiring of above Mentioned Switchgears With Copper wire, Thimbling Fourooling Pvc Taping & Tieing etc. - OUTDOOR GARDEN PANEL - 1 ( @ 43 colony) | 1 | Nos | 3004.46 | 3004.46
|  |  |  | 26 | CONTROL WIRING - Control Wiring It Includes Wiring of Indicators etc, with Copper Wire - OUTDOOR GARDEN PANEL - 1 ( @ 43 colony) | 1 | Nos | 3004.46 | 3004.46
|  |  |  | 27 | ACCESSORIES - Complete Accessorie Including nut bolts ,Thimble , ties ,Pvc tapes etc.Complete - OUTDOOR GARDEN PANEL - 1 ( @ 43 colony) | 1 | Nos | 5007.5 | 5007.5
|  |  |  | 28 | Supply of Bus Bar Panel, Enclosure CRCA Sheet Powder coated Fitted as Below, Double Door Front operated, Floor Mounted, Outdoor Installation of Panel,Completed With wiring / Bus bar etc. - OUTDOOR GARDEN PANEL - 2 ( @ 43 colony) | 1 | Set | 25371.63 | 25371.63 | 1 | Set | Challan | 49/11.06.25
|  |  |  | 29 | INCOMER - 63A TP+NL MCCB (Three Pole +External Neutral Link)"10kA" With Thermal Magnetic Releases. - OUTDOOR GARDEN PANEL - 2 ( @ 43 colony) | 1 | Nos | 8345.87 | 8345.87
|  |  |  | 30 | INCOMER - 63A TP MCCB's Spreader Links - OUTDOOR GARDEN PANEL - 2 ( @ 43 colony) | 2 | Nos | 2336.78 | 4673.56
|  |  |  | 31 | INCOMER - 63A MCCB's Extended Rotary Handle - OUTDOOR GARDEN PANEL - 2 ( @ 43 colony) | 1 | Nos | 2537.1 | 2537.1
|  |  |  | 32 | INCOMER - Phase Indicating Lamp LED Type, Red -240Vac,- OUTDOOR GARDEN PANEL - 2 ( @ 43 colony) | 1 | Nos | 140.13 | 140.13
|  |  |  | 33 | INCOMER - Phase Indicating Lamp LED Type,Yellow -240Vac,- OUTDOOR GARDEN PANEL - 2 ( @ 43 colony) | 1 | Nos | 140.13 | 140.13
|  |  |  | 34 | INCOMER - Phase Indicating Lamp LED Type, Blue -240Vac, - OUTDOOR GARDEN PANEL - 2 ( @ 43 colony) | 1 | Nos | 160.15 | 160.15
|  |  |  | 35 | 150A 4P Alluminium Bus Bar - Bus Bar With Coloured Heat Shrinkable Insulated Sleeves According To Their Phase Red Phase Having Red Sleeve, Yellow Phase Having Yellow Sleeve ,Blue Phase Having Blue Sleeve &Neutral Having Black Sleeve, with Isolators Along With Nut Bolts. - OUTDOOR GARDEN PANEL - 2 ( @ 43 colony) | 1 | Nos | 2336.78 | 2336.78
|  |  |  | 36 | OUTGOING - 32A 4P MCB "10kA" - OUTDOOR GARDEN PANEL - 2 ( @ 43 colony) | 4 | Nos | 1735.87 | 6943.48
|  |  |  | 37 | OUTGOING - 16A TP MCB "10kA" - OUTDOOR GARDEN PANEL - 2 ( @ 43 colony) | 4 | Nos | 1735.87 | 6943.48
|  |  |  | 38 | OUTGOING - 32A DP MCB "10kA" - OUTDOOR GARDEN PANEL - 2 ( @ 43 colony) | 8 | Nos | 1735.87 | 13886.96
|  |  |  | 39 | OUTGOING - 25A SP MCB "10kA" - OUTDOOR GARDEN PANEL - 2 ( @ 43 colony) | 5 | Nos | 253.65 | 1268.25
|  |  |  | 40 | OUTGOING - 16A SP MCB "10kA" - OUTDOOR GARDEN PANEL - 2 ( @ 43 colony) | 5 | Nos | 253.65 | 1268.25
|  |  |  | 41 | OUTGOING - 32A Three Phase Industrial Socket ( On Front Door ) - OUTDOOR GARDEN PANEL - 2 ( @ 43 colony) | 1 | Nos | 5007.5 | 5007.5
|  |  |  | 42 | OUTGOING - 16A Single Phase Industrial Socket ( On Front Door ) - OUTDOOR GARDEN PANEL - 2 ( @ 43 colony) | 2 | Nos | 2336.78 | 4673.56
|  |  |  | 43 | OUTGOING - 32A Single Phase Industrial Socket ( On Front Door ) - OUTDOOR GARDEN PANEL - 2 ( @ 43 colony) | 1 | Nos | 2336.78 | 2336.78
|  |  |  | 44 | OUTGOING - Power Connectors - OUTDOOR GARDEN PANEL - 2 ( @ 43 colony) | 44 | Nos | 801.14 | 35250.16
|  |  |  | 45 | POWER WIRING - Panel Wiring It Includes Wiring of above Mentioned Switchgears With Copper wire, Thimbling Fourooling Pvc Taping & Tieing etc.- OUTDOOR GARDEN PANEL - 2 ( @ 43 colony) | 1 | Nos | 3004.46 | 3004.46
|  |  |  | 46 | CONTROL WIRING - Control Wiring It Includes Wiring of Indicators etc, with Copper Wire - OUTDOOR GARDEN PANEL - 2 ( @ 43 colony) | 1 | Nos | 3004.46 | 3004.46
|  |  |  | 47 | ACCESSORIES - Complete Accessorie Including nut bolts ,Thimble , ties ,Pvc tapes etc. Complete - OUTDOOR GARDEN PANEL - 2 ( @ 43 colony) | 1 | Nos | 5007.5 | 5007.5
|  |  |  | 48 | INSTALLATIONS AND TERMINATIONS - 630A 4P MCCB, Spreader Terminals and Phase Barriers Including Installations with Terminations. | 1 | Set | 3004.46 | 3004.46
|  |  |  | 49 | INSTALLATIONS AND TERMINATIONS - Terrace HVAC DB Installation 8 Way TPN DB | 1 | Set | 2336.78 | 2336.78
|  |  |  | 50 | INSTALLATIONS AND TERMINATIONS - Outdoor Garden Installation | 2 | Set | 2336.78 | 4673.56
|  |  |  | 51 | INSTALLATIONS AND TERMINATIONS - 4CoreX16Sq.MM Copper Armoured Cable Supply and Laying along with Excavation of Soil and back filling. | 10 | Mtr | 233.61 | 2336.1 | 10 | Mtr | Challan | 51/12.06.25
|  |  |  | 52 | INSTALLATIONS AND TERMINATIONS - 4CoreX16Sq.MM Copper Armoured Cable Terminations Including Double Compressor Cable Glands, Lugs, Cotton Tapes, PVC Tapes etc., complete. | 2 | Set | 5675.15 | 11350.3
|  |  |  | 53 | INSTALLATIONS AND TERMINATIONS - Weather Proof Mini Enclosure for 12 Modules with 1x63A 4P MCB and Installations Including Terminations with Glands | 2 | Set | 3004.46 | 6008.92
|  |  |  | 54 | INSTALLATIONS AND TERMINATIONS - Weather Proof Mini Enclosure for 4 Modules with 1x25A SP MCB and Installations Including Terminations with Glands | 10 | Set | 1669.12 | 16691.2
|  |  |  | 55 | SERVICING @ 44. colony - 315 KVA Transformer - Oil Dehydration | 1 | Set | 16691.83 | 16691.83
|  |  |  | 56 | SERVICING @ 44. colony - RMU Servicing | 1 | Set | 2002.94 | 2002.94
|  |  |  | 57 | SERVICING @ 44. colony - ACB Servicing | 1 | Set | 5341.32 | 5341.32
|  |  |  | 58 | SERVICING @ 44. colony - 630A Automatic Phase Changer Panel Servicing | 1 | Set | 4005.97 | 4005.97
|  |  |  | 59 | SERVICING @ 44. colony - 630A Manual Phase Changer Panel Servicing | 1 | Set | 2002.94 | 2002.94
|  |  |  | 60 | SERVICING @ 44. colony - Main LT Panel Servicing ( PLC ) | 1 | Set | 3338.28 | 3338.28
|  |  |  | 61 | SERVICING @ 44. colony - 115 KVAR Capacitor Panel Servicing | 1 | Set | 2002.94 | 2002.94
|  |  |  | 62 | SERVICING @ 44. colony - SDB UPS Panel Servicing | 1 | Set | 1335.27 | 1335.27
|  |  |  | 63 | SERVICING @ 44. colony - UPS Main Panel Servicing | 1 | Set | 2336.78 | 2336.78
|  |  |  | 64 | SERVICING @ 44. colony - Terrace Outdoor VRV Panel - 1 Servicing | 1 | Set | 2670.63 | 2670.63
|  |  |  | 65 | SERVICING @ 44. colony - Terrace Outdoor VRV Panel - 2 Servicing | 1 | Set | 4005.97 | 4005.97
|  |  |  | 66 | SERVICING @ 43. colony - Main LT Panel Servicing | 1 | Set | 2670.63 | 2670.63
|  |  |  | 67 | SERVICING @ 43. colony - Capacitor Panel Servicing | 1 | Set | 2002.94 | 2002.94
|  |  |  | 68 | SERVICING @ 43. colony - UPS Main Panel Servicing | 1 | Set | 2670.63 | 2670.63
|  |  |  | 69 | SERVICING @ 43. colony - HVAC Panel Servicing | 1 | Set | 3004.46 | 3004.46
|  |  |  | 70 | SERVICING @ 43. colony - Outdoor Garden Lighting Panel Servicing | 3 | Set | 1669.12 | 5007.36
[5 empty] | Total |  |  |  | 362399.22
[5 empty] | GST 18% |  |  |  | 65231.8596
[5 empty] | Grand Total |  |  |  | 427631.0796
98 | 8100018606 | 15/05/2025 | ( AN04 ) HCL TECHNOLOGIES LIMITED | Material | Supply of 50 mm Ball Valve, make- Zoloto | 6 | Nos | 5077 | 30462 |  |  |  |  | 6 | 5077 | 30462 | 18% | 5483.16 | 35945.16 | UP/000031/25-26 | 22/5/2025 | Uploaded on 06.06.2025
|  |  |  | Material | Supply of 50 mm GI Nipple, 2 feet length, make- Standard | 4 | Nos | 345 | 1380 |  |  |  |  | 4 | 345 | 1380 | 18% | 248.4 | 1628.4 | UP/000033/25-26 | 2025-03-06 | Uploaded on 21.06.2025
|  |  |  | Material | Supply of 50 mm GI Union, make- Standard | 4 | Nos | 350 | 1400 |  |  |  |  | 4 | 350 | 1400 | 18% | 252 | 1652 | UP/000031/25-26 | 22/5/2025 | Uploaded on 06.06.2025
|  |  |  | Material | Supply of 63 mm GI Nipple, 6 feet length, make- Standard | 4 | Nos | 850 | 3400 |  |  |  |  | 4 | 850 | 3400 | 18% | 612 | 4012 | UP/000031/25-26 | 22/5/2025 | Uploaded on 06.06.2025
|  |  |  | Material | Supply of 40 mm Ball Valve, make- Zoloto | 3 | Nos | 1769 | 5307 |  |  |  |  | 3 | 1769 | 5307 | 18% | 955.26 | 6262.26 | UP/000031/25-26 | 22/5/2025 | Uploaded on 06.06.2025
|  |  |  | Material | Supply of 32 mm Ball Valve, make- Zoloto | 7 | Nos | 1180 | 8260 |  |  |  |  | 7 | 1180 | 8260 | 18% | 1486.8 | 9746.8 | UP/000031/25-26 | 22/5/2025 | Uploaded on 06.06.2025
|  |  |  | Material | Supply of 40 mm GI Nipple, 2 feet length, make- Standard | 1 | Nos | 307 | 307 |  |  |  |  | 1 | 307 | 307 | 18% | 55.26 | 362.26 | UP/000033/25-26 | 2025-03-06 | Uploaded on 21.06.2025
|  |  |  | Material | Supply of 32 mm GI Nipple, 2 feet length, make- Standard | 8 | Nos | 210 | 1680 |  |  |  |  | 8 | 210 | 1680 | 18% | 302.4 | 1982.4 | UP/000033/25-26 | 2025-03-06 | Uploaded on 21.06.2025
|  |  |  | Material | Supply of 32 mm GI Union, make- Standard | 5 | Nos | 190 | 950 |  |  |  |  | 5 | 190 | 950 | 18% | 171 | 1121 | UP/000031/25-26 | 22/5/2025 | Uploaded on 06.06.2025
|  |  |  | Material | Supply of 32 mm GI Hex Nipple, make- Standard | 15 | Nos | 90 | 1350 |  |  |  |  | 15 | 90 | 1350 | 18% | 243 | 1593 | UP/000031/25-26 | 22/5/2025 | Uploaded on 06.06.2025
|  |  |  | Material | Supply of 50 mm Mild Steel (MS) Pipe–20 feet length, make- Jindal | 1 | Nos | 8700 | 8700 |  |  |  |  | 1 | 8700 | 8700 | 18% | 1566 | 10266 | UP/000033/25-26 | 2025-03-06 | Uploaded on 21.06.2025
|  |  |  | Material | Supply of 50 mm Mild Steel (MS) Bend, make- Standard | 2 | Nos | 125 | 250 |  |  |  |  | 2 | 125 | 250 | 18% | 45 | 295 | UP/000031/25-26 | 22/5/2025 | Uploaded on 06.06.2025
|  |  |  | Service | Creating 3 x 3 feet shaft openings and debris removal to basement (Labour + Disposal) | 9 | Nos | 850 | 7650 |  |  |  |  | 9 | 850 | 7650 | 18% | 1377 | 9027 | UP/000059/25-26 | 2025-01-08 | Uploaded on 28.08.2025
|  |  |  | Service | Construction of brick wall to close shaft openings with materials included | 9 | Nos | 5500 | 49500 | Bricks-30, Badarpur-10 feet, Cement-2 Bags |  | Challan | 0069/25.07.25 | 9 | 5500 | 49500 | 18% | 8910 | 58410 | UP/000059/25-26 | 2025-01-08 | Uploaded on 28.08.2025
|  |  |  | Service | Plumbing installation charges for above items (critical shaft work with safety protection) | 9 | Nos | 7200 | 64800 |  |  |  |  | 9 | 7200 | 64800 | 18% | 11664 | 76464 | UP/000059/25-26 | 2025-01-08 | Uploaded on 28.08.2025
[5 empty] | Total |  |  |  | 185396
[5 empty] | GST 18% |  |  |  | 33371.28
[5 empty] | Grand Total |  |  |  | 218767.28 | [9 empty] | 218767.28
99 | 9200139479 | 16/05/2025 | ( AN04 ) HCL TECHNOLOGIES LIMITED | Service | Supply and installation of 1st layer white tissue, 2nd layer perforated aluminum Jali, fixing with 25mm x3mm aluminum strip, shelf screw fastening, and complete finishing work | 2000 | Sqf | 120 | 240000 | 2000 | Sqf | Challan | 47/03.06.25 | 2000 | 120 | 240000 | 0% | 0 | 240000 | UP/000052/25-26 | 15/7/2025 | Uploaded on 13.08.25
|  |  |  | Service | Supply and installation of 1st layer white tissue, 2nd layer perforated aluminum Jali, fixing with 25mm x3mm aluminum strip, shelf screw fastening, and complete finishing work | 2000 | Sqf | 15 | 30000 | 15 nos Aluminium Strip |  |  |  | 2000 | 15 | 30000 | 0% | 0 | 30000 | UP/000052/25-26 | 15/7/2025 | Uploaded on 13.08.25
[5 empty] | Total |  |  |  | 270000 | [9 empty] | 270000
[5 empty] | GST 0% |  |  |  | 0
[5 empty] | Grand Total |  |  |  | 270000
100 | 8100018666 | 19/05/2025 | ( AN04 ) HCL TECHNOLOGIES LIMITED | Material | Supply of 150mm Dia Butterfly Valve PN16 (Make - Sant) | 70 | Nos | 3838 | 268660 |  |  |  |  | 70 | 3838 | 268660 | 0% | 0 | 268660 | UP/000038/25-26 | 24/6/2025 | Uploaded on 11.08.25
|  |  |  | Material | Supply of 100mm Dia Butterfly Valve PN16 (Make - Sant) | 20 | Nos | 2599 | 51980 |  |  |  |  | 20 | 2599 | 51980 | 0% | 0 | 51980 | UP/000038/25-26 | 24/6/2025 | Uploaded on 11.08.25
|  |  |  | Material | Supply of 200mm Dia Butterfly Valve PN16 (Make - Sant) | 5 | Nos | 7797 | 38985 |  |  |  |  | 5 | 7797 | 38985 | 0% | 0 | 38985 | UP/000038/25-26 | 24/6/2025 | Uploaded on 11.08.25
|  |  |  | Material | Supply of 150mm Dia Sluice Valve (Make - Sant) | 5 | Nos | 13068 | 65340 |  |  |  |  | 5 | 13068 | 65340 | 0% | 0 | 65340 | UP/000038/25-26 | 24/6/2025 | Uploaded on 11.08.25
|  |  |  | Material | Supply of 25 mm Dia Sprinkler Line Drain Valve (Make - Zoloto) | 70 | Nos | 629 | 44030 |  |  |  |  | 70 | 629 | 44030 | 0% | 0 | 44030 | UP/000038/25-26 | 24/6/2025 | Uploaded on 11.08.25
|  |  |  | Material | Supply of 300mm Dia Sluice Valve (Make - Sant) | 2 | Nos | 51068 | 102136 |  |  |  |  | 2 | 51068 | 102136 | 0% | 0 | 102136 | UP/000041/25-26 | 2025-07-07 | Uploaded on 11.08.25
|  |  |  | Material | Supply of Hose Box (Make - Safepro) | 30 | Nos | 1950 | 58500 |  |  |  |  | 30 | 1950 | 58500 | 0% | 0 | 58500 | UP/000038/25-26 | 24/6/2025 | Uploaded on 11.08.25
|  |  |  | Material | Supply of Fire Hose (Make - Safepro) | 100 | Nos | 2450 | 245000 |  |  |  |  | 100 | 2450 | 245000 | 0% | 0 | 245000 | UP/000038/25-26 | 24/6/2025 | Uploaded on 11.08.25
|  |  |  | Material | Supply of Pressure Gauge 0-15 Kgf/cm2 (Make - Delta) | 70 | Nos | 1450 | 101500 |  |  |  |  | 70 | 1450 | 101500 | 0% | 0 | 101500 | UP/000038/25-26 | 24/6/2025 | Uploaded on 11.08.25
|  |  |  | Material | Supply of 5/8th Bolt, Nut & Washer | 200 | Kg | 100 | 20000 |  |  |  |  | 200 | 100 | 20000 | 0% | 0 | 20000 | UP/000038/25-26 | 24/6/2025 | Uploaded on 11.08.25
|  |  |  | Material | Supply of 25mm Dia GI Pipe (Make - Jindal C Class) | 24 | Mtr | 235 | 5640 |  |  |  |  | 24 | 235 | 5640 | 0% | 0 | 5640 | UP/000038/25-26 | 24/6/2025 | Uploaded on 11.08.25
|  |  |  | Material | Supply of 25mm Dia Elbow Heavy | 20 | Nos | 38 | 760 |  |  |  |  | 20 | 38 | 760 | 0% | 0 | 760 | UP/000038/25-26 | 24/6/2025 | Uploaded on 11.08.25
|  |  |  | Service | Transportation Charges | 1 | Job | 7469 | 7469 |  |  |  |  | 1 | 7469 | 7469 | 0% | 0 | 7469 | UP/000042/25-26 | 2025-07-07 | Uploaded on 11.08.25
[5 empty] | Total |  |  |  | 1010000 | [9 empty] | 1010000
[5 empty] | GST 0% |  |  |  | 0
[5 empty] | Grand Total |  |  |  | 1010000
101 | 8100018694 | 21/05/2025 | ( AN04 ) HCL TECHNOLOGIES LIMITED | Material | Cooling unit Make:- Oasis, Model No. M8CRSBFY | 1 | Nos | 268750 | 268750 |  |  |  |  | 1 | 268750 | 268750 | 18% | 48375 | 317125 | UP/000037/25-26 | 23/6/2025 | Uploaded on 4/7/25
|  |  |  | Service | SS FABRICATION FOR SHED HAVING DIMENSIONS 6’by 4’ thickness 1.2 mm Grade SS304 | 1 | Nos | 85250 | 85250 | 1 | Nos | Challan | 55/23.06.25 | 1 | 85250 | 85250 | 18% | 15345 | 100595 | UP/000051/25-26 | 2025-12-07 | Uploaded on 31/7/25
|  |  |  | Material | 50 LPH RO WITH 60 Ltrs HPT tank Make:- OASIS | 1 | Nos | 56250 | 56250 |  |  |  |  | 1 | 56250 | 56250 | 18% | 10125 | 66375 | UP/000037/25-26 | 23/6/2025 | Uploaded on 4/7/25
[5 empty] | Total |  |  |  | 410250
[5 empty] | GST 18% |  |  |  | 73845
[5 empty] | Grand Total |  |  |  | 484095 | [9 empty] | 484095
102 | 9200140719 | 2025-02-06 | ( AN04 ) HCL TECHNOLOGIES LIMITED | Service | Supply and fixing of 80 mm MS C-Class pipe | 80 | Feet | 350 | 28000 | 80 | Feet | challan | 58/27/06/25 | 80 | 350 | 28000 | 18% | 5040 | 33040 | UP/000091/25-26 | 17/11/2025 | Uploaded on 08.12.25
|  |  |  | Service | Supply and Installation of supporting arrangement as existing | 4 | Nos | 7000 | 28000 | 6 | Nos | challan | 29/07/25 | 4 | 7000 | 28000 | 18% | 5040 | 33040 | UP/000091/25-26 | 17/11/2025 | Uploaded on 08.12.25
|  |  |  | Service | Supply and fixing of ACP with film Writing with night glow word (size-20X3.5feet) | 4 | Nos | 35000 | 140000 | 10 | Nos | challan | 73/07/25, 130/27.10.25 | 4 | 35000 | 140000 | 18% | 25200 | 165200 | UP/000091/25-26 | 17/11/2025 | Uploaded on 08.12.25
|  |  |  | Service | Supply and applying red-oxide and enamel paint, make: Asian/Berger | 100 | Feet | 25 | 2500 | 4 | Ltr | challan | 73/07/25, 138/14.11.25 | 100 | 25 | 2500 | 18% | 450 | 2950 | UP/000091/25-26 | 17/11/2025 | Uploaded on 08.12.25
|  |  |  | Service | Supply and installation of Air Pressure valve 25 mm (Air release valve) with welding work (AHU, Domestic line & Flushing line) | 8 | Nos | 3200 | 25600 | 8 | Nos | challan | 87/26.08.25 | 8 | 3200 | 25600 | 18% | 4608 | 30208 | UP/000091/25-26 | 17/11/2025 | Uploaded on 08.12.25
|  |  |  | Service | Supply and installation of 50mm Butterfly Valve with flange and welding work (Make-Zoloto) (Domestic line & flushing line) | 2 | Job | 5500 | 11000 | 2 | Nos | challan | 58/27/06/25 | 2 | 5500 | 11000 | 18% | 1980 | 12980 | UP/000091/25-26 | 17/11/2025 | Uploaded on 08.12.25
|  |  |  | Service | Supply and installation of Butterfly valve 80 mm, NRV 80 mm as required complete with all accessories for Sump pump (Make-Zoloto) | 1 | Job | 13000 | 13000 | 1 | Nos | challan | 58/27/06/25 | 1 | 13000 | 13000 | 18% | 2340 | 15340 | UP/000091/25-26 | 17/11/2025 | Uploaded on 08.12.25
[5 empty] | Total |  |  |  | 248100
[5 empty] | GST 18% |  |  |  | 44658
[5 empty] | Grand Total |  |  |  | 292758 | [9 empty] | 292758
103 | 9200140724 | 2025-02-06 | ( AN04 ) HCL TECHNOLOGIES LIMITED | Service | Supply and installation of Crompton make 5.5HP 3Phase Sump pump, Model- STPCS5.52, warranty-01 year | 5 | Nos | 47000 | 235000 | 5 | Nos | Challan | 53/17.06.25 | 5 | 47000 | 235000 | 0% | 0 | 235000 | UP/000069/25-26 | 2025-02-09 | Uploaded on 24.09.25
[5 empty] | Total |  |  |  | 235000
[5 empty] | GST 0% |  |  |  | 0
[5 empty] | Grand Total |  |  |  | 235000
104 | 9200141383 | 2025-11-06 | ( AN04 ) HCL TECHNOLOGIES LIMITED | Service | Supply and installation of 250 MM PVC Elbow | 3 | Nos | 3500 | 10500 | 3 | Nos | Challan | 59/27.06.25 | 3 | 3500 | 10500 | 0% | 0 | 10500 | UP/000047/25-26 | 2025-12-07 | Uploaded on 13.08.25
|  |  |  | Service | Supply and fixing 250 MM PVC Socket | 2 | Nos | 3000 | 6000 | 2 | Nos | Challan | 59/27.06.25 | 2 | 3000 | 6000 | 0% | 0 | 6000 | UP/000047/25-26 | 2025-12-07 | Uploaded on 13.08.25
|  |  |  | Service | Dismantling of brick wall in shaft 3 X 3 feet | 1 | Job | 4000 | 4000 |  |  |  |  | 1 | 4000 | 4000 | 0% | 0 | 4000 | UP/000047/25-26 | 2025-12-07 | Uploaded on 13.08.25
|  |  |  | Service | Making of brick wall 9 inch in shaft 3 X 3 feet height of 8 feet as require folding | 1 | Job | 15000 | 15000 |  |  |  |  | 1 | 15000 | 15000 | 0% | 0 | 15000 | UP/000047/25-26 | 2025-12-07 | Uploaded on 13.08.25
|  |  |  | Service | Supply and fixing 250 MM PVC Tee | 1 | Nos | 4000 | 4000 | 1 | Nos | Challan | 60/30.06.25 | 1 | 4000 | 4000 | 0% | 0 | 4000 | UP/000047/25-26 | 2025-12-07 | Uploaded on 13.08.25
|  |  |  | Service | Supply and fixing 250 MM PVC End Cap | 1 | Nos | 1000 | 1000 | 1 | Nos | Challan | 60/30.06.25 | 1 | 1000 | 1000 | 0% | 0 | 1000 | UP/000047/25-26 | 2025-12-07 | Uploaded on 13.08.25
|  |  |  | Service | Supply and fixing 250 MM PVC Pipe 10 Kg Pressure | 6 | Mtr | 3600 | 21600 | 3 | Mtr | Challan | 59/27.06.25 | 6 | 3600 | 21600 | 0% | 0 | 21600 | UP/000047/25-26 | 2025-12-07 | Uploaded on 13.08.25
|  |  |  | Service | Alignment of 250 mm PVC Pipe in shaft for adjustment of suitable for installation of 250 mm elbow and socket very confined space use safety | 1 | Job | 25000 | 25000 |  |  |  |  | 1 | 25000 | 25000 | 0% | 0 | 25000 | UP/000047/25-26 | 2025-12-07 | Uploaded on 13.08.25
[5 empty] | Total |  |  |  | 87100
[5 empty] | GST 0% |  |  |  | 0
[5 empty] | Grand Total |  |  |  | 87100 | [9 empty] | 87100
105 | 8500035762 | 2025-11-06 | ( AN08 ) HCL TECHNOLOGIES LIMITED | Material | Portable 5 HP 3 Phase dewatering pump with trolley Specification: -KIRLOSKAR MAKE SELF PRIMING SEWAGE DEWATERING PUMP MODEL SP-3L 5HP, PIPE SIZE- 80X80MM, THREE PHASE, MOTOR WITH TROLLEY | 2 | Nos | 48594 | 97188 |  |  |  |  | 2 | 48594 | 97188 | 18% | 17493.84 | 114681.84 | UP/000056/25-26 | 22/7/2025 | Uploaded on 18.08.2025
|  |  |  | Material | 6 Sqmm X 4 Core Cu. Flexible Cable for 5 HP pump, make: Polycab | 60 | Mtr | 322 | 19320 |  |  |  |  | 60 | 322 | 19320 | 18% | 3477.6 | 22797.6 | UP/000056/25-26 | 22/7/2025 | Uploaded on 18.08.2025
|  |  |  | Material | 2-inch flexible pipe (suction hose pipe) with accessories | 80 | Mtr | 280 | 22400 | PVC MTA, Bush Pipe, elbow etc (35 nos) | Nos | Challan | 85/13.08.25 | 80 | 280 | 22400 | 18% | 4032 | 26432 | UP/000056/25-26 | 22/7/2025 | Uploaded on 18.08.2025
|  |  |  | Material | Electrical rescue rod-11KV, make: Honeywell, model:24401 | 1 | Nos | 15800 | 15800 |  |  |  |  | 1 | 15800 | 15800 | 18% | 2844 | 18644 | UP/000056/25-26 | 22/7/2025 | Uploaded on 18.08.2025
[5 empty] | Total |  |  |  | 154708
[5 empty] | GST 18% |  |  |  | 27847.44
[5 empty] | Grand Total |  |  |  | 182555.44 | [9 empty] | 182555.44
106 | 8100019253 | 2025-03-07 | ( LL10 ) HCL TECHNOLOGIES LIMITED | Material | Three Module Plate Schneider P0703_N | 200 | Nos | 140 | 28000 |  |  |  |  | 200 | 140 | 28000 | 18% | 5040 | 33040 | UP/000053/25-26 | 17/7/2025 | Uploaded on 13.08.25
|  | PO Amended |  | Material | Switch 16 A Schneider P1101_N | 100 | Nos | 160 | 16000 |  |  |  |  | 100 | 160 | 16000 | 18% | 2880 | 18880 | UP/000053/25-26 | 17/7/2025 | Uploaded on 13.08.25
|  |  |  | Material | Socket 16 A Schneider P2106_N | 100 | Nos | 215 | 21500 |  |  |  |  | 100 | 215 | 21500 | 18% | 3870 | 25370 | UP/000053/25-26 | 17/7/2025 | Uploaded on 13.08.25
|  |  |  | Material | Capacitor 10 micro farad Epcos 10 micro farad | 10 | Nos | 215 | 2150 |  |  |  |  | 10 | 215 | 2150 | 18% | 387 | 2537 | UP/000053/25-26 | 17/7/2025 | Uploaded on 13.08.25
|  |  |  | Material | Rotary switch,15 Amps Kaycee 4 Points | 2 | Nos | 1080 | 2160 |  |  |  |  | 2 | 1080 | 2160 | 18% | 388.8 | 2548.8 | UP/000053/25-26 | 17/7/2025 | Uploaded on 13.08.25
|  |  |  | Material | 20-watt LED Tube Light Havells | 200 | Nos | 225 | 45000 |  |  |  |  | 200 | 225 | 45000 | 18% | 8100 | 53100 | UP/000053/25-26 | 17/7/2025 | Uploaded on 13.08.25
|  |  |  | Material | Windsock (RED & White) PU fabric (Polyester) with reflective Tape Waterproof Length: 6ft, Diameter: 2 feet , Narrow end Diameter: 1 feet Standard Length: 6ft | 10 | Nos | 930 | 9300 |  |  |  |  | 10 | 930 | 9300 | 18% | 1674 | 10974 | UP/000053/25-26 | 17/7/2025 | Uploaded on 13.08.25
|  |  |  | Service | 7.5 KW 3 Phase induction Motor Repairing work | 2 | Nos | 18500 | 37000 |  |  |  |  | 2 | 18500 | 37000 | 18% | 6660 | 43660 | UP/000063/25-26 | 2025-12-08 | Uploaded on 13.08.25
[5 empty] | Total |  |  |  | 161110 | [9 empty] | 190109.8
[5 empty] | GST 18% |  |  |  | 28999.8
[5 empty] | Grand Total |  |  |  | 190109.8
0
107 | 8600057915 | 24/06/2025 | ( AN04 ) HCL TECHNOLOGIES LIMITED | Material | Supply and Installation of 5 MM Acrylic Sheet with Aluminum Channel (Size : 3' x 4') at Washroom Window | 6 | Nos | 2825 | 16950 |  |  |  |  | 6 | 2825 | 16950 | 18% | 3051 | 20001 | UP/000039/25-26 | 2025-01-07 | Uploaded on 31.07.2025
[5 empty] | Total |  |  |  | 16950
[5 empty] | GST 18% |  |  |  | 3051
[5 empty] | Grand Total |  |  |  | 20001
108 | 8600058107 | 2025-01-07 | ( LL11 ) HCL TECHNOLOGIES LIMITED - Gajaria Farms,Lucknow | Material | Supply and Installation of Pressure Gauge SS Body Make:- Guru | 4 | Nos | 2185 | 8740 |  |  |  |  | 4 | 2185 | 8740 | 18% | 1573.2 | 10313.2 | UP/000054/25-26 | 17/7/2025 | Uploaded on 13.08.25
|  |  |  | Material | Supply and Installation of Pressure Switch Make:-Danfoss | 4 | Nos | 1880 | 7520 |  |  |  |  | 4 | 1880 | 7520 | 18% | 1353.6 | 8873.6 | UP/000054/25-26 | 17/7/2025 | Uploaded on 13.08.25
[5 empty] | Total |  |  |  | 16260
[5 empty] | GST 18% |  |  |  | 2926.8 | [9 empty] | 19186.8
[5 empty] | Grand Total |  |  |  | 19186.8
109 | 8500036043 | 2025-03-07 | ( AG15 ) HCL TECHNOLOGIES LIMITED - Gurugram | Material | Supply of VRV Unit Drain Pump, warranty-01year ASPN Mini Aqua | 4 | Nos | 11700 | 46800 |  |  |  |  | 4 | 11700 | 46800 | 0% | 0 | 46800 | UP/000045/25-26 | 2025-08-07 | Uploaded on 10.07.25
|  |  |  | Material | Supply of PAC Unit Drain Pump, , warranty-01year ASPEN MAX Hi flow | 2 | Nos | 12800 | 25600 |  |  |  |  | 2 | 12800 | 25600 | 0% | 0 | 25600 | UP/000045/25-26 | 2025-08-07 | Uploaded on 10.07.25
[5 empty] | Total |  |  |  | 72400
[5 empty] | GST 0% |  |  |  | 0
[5 empty] | Grand Total |  |  |  | 72400
110 | 8100019545 | 2025-07-07 | ( AN08 ) HCL TECHNOLOGIES LIMITED - Sec-60 | Material | Supply of Copper Busbar 40X6MM | 20 | Mtr | 2700 | 54000 |  |  |  |  | 20 | 2700 | 54000 | 18% | 9720 | 63720 | UP/000058/25-26 | 28/7/2025 | Uploaded on 18.08.25
|  |  |  | Material | Supply of Busbar GI 40X6MM | 9 | Mtr | 280 | 2520 |  |  |  |  | 9 | 280 | 2520 | 18% | 453.6 | 2973.6 | UP/000058/25-26 | 28/7/2025 | Uploaded on 18.08.25
|  |  |  | Material | Supply of GI Nut, Bolt, Washer | 5 | Kg | 170 | 850 |  |  |  |  | 5 | 170 | 850 | 18% | 153 | 1003 | UP/000058/25-26 | 28/7/2025 | Uploaded on 18.08.25
|  |  |  | Material | Supply of Current Transformer 1600/5Amp, (Make-AE) | 3 | Nos | 1440 | 4320 |  |  |  |  | 3 | 1440 | 4320 | 18% | 777.6 | 5097.6 | UP/000058/25-26 | 28/7/2025 | Uploaded on 18.08.25
|  |  |  | Material | Supply of Multifunction Meter RS485, Make: L&T | 1 | Nos | 13900 | 13900 |  |  |  |  | 1 | 13900 | 13900 | 18% | 2502 | 16402 | UP/000058/25-26 | 28/7/2025 | Uploaded on 18.08.25
|  |  |  | Service | Supply and installation of chemical maintenance free Copper Electrode Earth Supply Installation of advance maintenance free Chemical Gel Earthling of Cup 3mtr long 76 mm Dia fill with good conductive compound proper welded (50*5 sqmm copper strip) with the suitable terminal for connecting of your strip or cable along with a highly conductive, non-corrosive, non-magnetic material called EEM-BFC [Ground Resistance Improvement Powder]. The EEM-BFC Compound powder is also put around the electrode in earth pit in the form of slurry with 2bag 25Kg of earthing backfill compound & PVC Chamber | 7 | Nos | 16990 | 118930 | 7 | Nos | Challan | 080/05.08.25 | 7 | 16990 | 118930 | 18% | 21407.4 | 140337.4 | UP/000086/25-26 | 2025-05-11 | Uploaded on 13.11.25
|  |  |  | Service | Supply Installation of advance maintenance free Chemical Gel Earthling of GI 3mtr long 76 mm Dia fill with good conductive compound proper welded (50*5 sqmm GI strip) with the suitable terminal for connecting of your strip or cable along with a highly conductive, non-corrosive, non-magnetic material called EEM-BFC [Ground Resistance Improvement Powder]. The EEM-BFC Compound powder is also put around the electrode in earth pit in the form of slurry with 2bag 25Kg of earthing backfill compound & PVC Chamber | 3 | Nos | 7400 | 22200 | 3 | Nos | Challan | 080/05.08.25 | 3 | 7400 | 22200 | 18% | 3996 | 26196 | UP/000086/25-26 | 2025-05-11 | Uploaded on 13.11.25
|  |  | Work not done | Service | Installation of 1600/5 Current transformer with dismantling of existing cables and busbars and reinstall the same after work completion | 3 | Nos | 860 | 2580 | [5 empty] | 860 | 0 | 18% | 0 | 0 |  |  | Uploaded on 13.11.25
|  |  |  | Service | Installation of Multifunction meter with required hardware and accessories | 1 | Nos | 2400 | 2400 |  |  |  |  | 1 | 2400 | 2400 | 18% | 432 | 2832 | UP/000086/25-26 | 2025-05-11 | Uploaded on 13.11.25
|  |  |  | Service | Service Charges of Installation of Bus Bar | 1 | Job | 25800 | 25800 |  |  |  |  | 1 | 25800 | 25800 | 18% | 4644 | 30444 | UP/000086/25-26 | 2025-05-11 | Uploaded on 13.11.25
[5 empty] | Total |  |  |  | 247500
[5 empty] | GST 18% |  |  |  | 44550
[5 empty] | Grand Total |  |  |  | 292050 | [9 empty] | 289005.6
111 | 9200143285 | 2025-08-07 | ( AN04 ) HCL TECHNOLOGIES LIMITED | Service | Providing and fixing 50x50x2 mm Apollo steel paneling- Supplying, cutting, and fixing MS Apollo steel square tube sections of size 50x50 mm with 2 mm thickness, including welding, grinding, and painting | 280 | Kg | 130 | 36400 | 20 | Nos | Challan | 075/01.08.25 | 280 | 130 | 36400 | 0% | 0 | 36400 | UP/000066/25-26 | 26/8/2025 | Uploaded on 11.09.2025
|  |  |  | Service | Providing and fixing 100x50x3 mm truss-Supplying, fabricating, and erecting MS truss members of section 100x50 mm with 3 mm thickness, including welding, jointing, and necessary surface treatment | 470 | Kg | 130 | 61100 | 133 | Kg | Challan | 075/01.08.25 | 470 | 130 | 61100 | 0% | 0 | 61100 | UP/000066/25-26 | 26/8/2025 | Uploaded on 11.09.2025
|  |  |  | Service | Providing and fixing 100x50x2 mm truss members- Supplying and installing truss components using 100x50 mm MS rectangular sections with 2 mm thickness, including proper alignment, welding, and painting | 165 | Kg | 130 | 21450 | 950 | Kg | Challan | 0067/21.07.25 | 165 | 130 | 21450 | 0% | 0 | 21450 | UP/000066/25-26 | 26/8/2025 | Uploaded on 11.09.2025
|  |  |  | Service | Providing and fixing 200x200x10 mm MS plate (approx. 85 kg)-Supplying and fixing MS base plates of size 200x200 mm and 10 mm thickness (approximate weight 85 kg per plate), including drilling, welding, and anchoring | 12 | Nos | 1500 | 18000 | 10 | Nos | Challan | 0067/21.07.25 | 12 | 1500 | 18000 | 0% | 0 | 18000 | UP/000066/25-26 | 26/8/2025 | Uploaded on 11.09.2025
|  |  |  | Service | Providing and fixing chemical fasteners- Supplying and installing approved chemical fasteners of suitable size and grade for structural anchoring, including drilling, cleaning, and grouting as per manufacturer's specifications | 16 | Nos | 650 | 10400 | 16 | Nos | Challan | 0067/21.07.25 | 16 | 650 | 10400 | 0% | 0 | 10400 | UP/000066/25-26 | 26/8/2025 | Uploaded on 11.09.2025
|  |  |  | Service | Providing and fixing metro sheet roofing/cladding- Supplying and fixing pre-coated galvanized iron (GI) Metro profile sheets for roofing/cladding, including all necessary fixtures, overlaps, ridge cover, and sealing | 790 | Sqft | 80 | 63200 | 3 | Ltr | Challan | 0072/31.07.25 | 790 | 80 | 63200 | 0% | 0 | 63200 | UP/000066/25-26 | 26/8/2025 | Uploaded on 11.09.2025
|  |  |  | Service | Cutting of ACP sheet for plate fixing-Cutting aluminum composite panels (ACP) to precise sizes and shapes required for plate fitting, ensuring clean edges and proper alignment | 1 | Job | 7500 | 7500 | Dust-20', Rodi-15', Cement-2 Bags |  | Challan | 078/05.08.25 | 1 | 7500 | 7500 | 0% | 0 | 7500 | UP/000066/25-26 | 26/8/2025 | Uploaded on 11.09.2025
[5 empty] | Total |  |  |  | 218050
[5 empty] | GST 18% |  |  |  | 0
[5 empty] | Grand Total |  |  |  | 218050 | [9 empty] | 218050
112 | 8100019592 | 2025-10-07 | ( AN30 ) HCL TECHNOLOGIES LIMITED | Material | Providing and installation of Panel (Size 400 X 400 X 250 MM) CRCA Sheet Powder coated completed with wiring used material of 63 Amp TP Power Contactor-1 nos, 63 Amp TP MCB-1 Nos, 6 Amp SP MCB 10 KA-3 Nos, Over and Under Voltage Relay-1 Nos, Auto Manual Switch-1 Nos, Push Button (Start and Stop)-2 Nos and Indicating Light (Red)-1 Nos etc., make: L&T/Schneider | 2 | Nos | 25200 | 50400
| Cancelled |  |  | Service | Connection with require Cable Gland, Thimble Cutting of ACP Sheet Installation complete | 1 | Nos | 4700 | 4700
[5 empty] | Total |  |  |  | 55100
[5 empty] | GST 0% |  |  |  | 0
[5 empty] | Grand Total |  |  |  | 55100
113 | 9200143444 | 2025-10-07 | ( AN04 ) HCL TECHNOLOGIES LIMITED | Service | Supply and fixing of 12-way SPN DB, with 32ADP incomer and 6/10A SP MCB as outgoing make: ABB with all required hardware’s and accessories. | 10 | Nos | 5405 | 54050 | 10 | Nos | Challan | 0065/18.07.25 | 10 | 5405 | 54050 | 0% | 0 | 54050 | UP/000070/25-26 | 2025-08-09 | Uploaded on 24.09.25
|  |  |  | Service | Supply and laying of 3cx1.5sqmm Copper FRLS flexible cable, make: Polycab | 1400 | Mtr | 85 | 119000 | 1400 | Mtr | Challan | 0066/18.07.25 | 1400 | 85 | 119000 | 0% | 0 | 119000 | UP/000070/25-26 | 2025-08-09 | Uploaded on 24.09.25
|  |  |  | Service | Supply and installation of 20/32-amp contractors (L&T) ON/OFF button, Start/Stop push buttons, 2C/O Auxiliary relay with base, NO/NC, Selector switch, Indicators and wiring etc. for making the auto manual starters | 12 | Nos | 4517 | 54204 | 12 | Nos | Challan | 0065/18.07.25 | 12 | 4517 | 54204 | 0% | 0 | 54204 | UP/000070/25-26 | 2025-08-09 | Uploaded on 24.09.25
|  |  |  | Service | Supply and laying of 3cx10mm Cu. Armed. cable, make: Polycab | 140 | Mtr | 535 | 74900 | 140 | Mtr | Challan | 0066/18.07.25 | 140 | 535 | 74900 | 0% | 0 | 74900 | UP/000070/25-26 | 2025-08-09 | Uploaded on 24.09.25
|  |  |  | Service | Supply and installation of 20mm conduit pipe with accessories. | 1000 | Mtr | 40 | 40000 | 1000 | Mtr | Challan | 0070/25.07.25 | 810 | 40 | 32400 | 0% | 0 | 32400 | UP/000070/25-26 | 2025-08-09 | Uploaded on 24.09.25
|  |  |  | Service | Cable end termination in dome camera and workstation ups DB | 80 | Job | 244 | 19520 |  |  |  |  | 66 | 244 | 16104 | 0% | 0 | 16104 | UP/000070/25-26 | 2025-08-09 | Uploaded on 24.09.25
|  |  |  | Service | Supply and fixing of 2module box with base plate and socket for camera connections | 40 | Job | 708 | 28320 | 40 | Nos | Challan | 0066/18.07.25 | 40 | 708 | 28320 | 0% | 0 | 28320 | UP/000070/25-26 | 2025-08-09 | Uploaded on 24.09.25
|  |  |  | Service | Re-wiring of emergency UPS DB to separate of emergency lighting circuit and access control circuit | 24 | Nos | 978 | 23472 |  |  |  |  | 24 | 978 | 23472 | 0% | 0 | 23472 | UP/000070/25-26 | 2025-08-09 | Uploaded on 24.09.25
|  |  |  | Service | 3CX6 Cable end termination with required material | 20 | Nos | 289 | 5780 |  |  |  |  | 20 | 289 | 5780 | 0% | 0 | 5780 | UP/000070/25-26 | 2025-08-09 | Uploaded on 24.09.25
|  |  |  | Service | Gypsum cutting and refixing with paint. | 250 | Sqft | 110 | 27500 |  |  |  |  | 82 | 110 | 9020 | 0% | 0 | 9020 | UP/000070/25-26 | 2025-08-09 | Uploaded on 24.09.25
|  |  |  | Service | Wooden cutting and refixing charges | 250 | Sqft | 153 | 38250 |  |  |  |  | 130 | 153 | 19890 | 0% | 0 | 19890 | UP/000070/25-26 | 2025-08-09 | Uploaded on 24.09.25
[5 empty] | Total |  |  |  | 484996
[5 empty] | GST 0% |  |  |  | 0
[5 empty] | Grand Total |  |  |  | 484996 | [9 empty] | 437140
114 | 8100019596 | 2025-10-07 | ( AN04 ) HCL TECHNOLOGIES LIMITED | Material | Supply of 1.5 Sqmm 2Core Cu Armoured Cable - Polycab | 500 | Mtr | 106 | 53000 |  |  |  |  | 500 | 106 | 53000 | 0% | 0 | 53000 | UP/000055/25-26 | 18/7/2025 | Uploaded on 11.08.25
|  |  |  | Material | Supply of 25mm PVC Conduit pipe - Supreme/Finolex | 200 | Mtr | 25 | 5000 |  |  |  |  | 200 | 25 | 5000 | 0% | 0 | 5000 | UP/000057/25-26 | 25/7/2025 | Uploaded on 19.12.25
|  |  |  | Service | PVC pipe & Cable laying from Gate No.4 Transport Room to Café 3 Basement and Gate No.3 to Tower 6 BMS. | 700 | Mtr | 75 | 52500 |  |  |  |  | 700 | 75 | 52500 | 0% | 0 | 52500 | UP/000061/25-26 | 2025-06-08 | Uploaded on 14.10.225
|  |  | Work not done | Service | Soil Digging and Backfilling .5X.5x200 Feet | 200 | Rft | 150 | 30000 | [5 empty] | 150 | 0 | 0% | 0 | 0
|  |  |  | Service | Civil work - Concrete Breaking and Re Concrete .5X.5x70 Feet (Included concrete and cement material) | 150 | Rft | 395 | 59250 |  |  |  |  | 100 | 395 | 39500 | 0% | 0 | 39500 | UP/000061/25-26 | 2025-06-08 | Uploaded on 14.10.225
[5 empty] | Total |  |  |  | 199750
[5 empty] | GST 0% |  |  |  | 0
[5 empty] | Grand Total |  |  |  | 199750 | [9 empty] | 150000
115 | 9200144050 | 18/07/2025 | ( AN04 ) HCL TECHNOLOGIES LIMITED | Service | Supply and fixing of 25 mm CPVC Valve as required material CPVC or GI Socket, Tee, FTA, MTA, Bush, Nipple and Soil, brick wall, PCC digging and re-filling as direction by site engineer | 11 | Job | 5000 | 55000 | Cpvc fittings | 41 | Challan | 0068/24.07.25 | 11 | 5000 | 55000 | 0% | 0 | 55000 | UP/000065/25-26 | 26/8/2025 | Uploaded on 15.09.2025
[5 empty] | Total |  |  |  | 55000
[5 empty] | GST 0% |  |  |  | 0
[5 empty] | Grand Total |  |  |  | 55000
116 | 8600058715 | 22/07/2025 | ( AN04 ) HCL TECHNOLOGIES LIMITED | Material | Copper Cable flexible, make/model- Polycab/havells / 3 core 1.5 sqmm | 200 | Mtr | 65 | 13000 |  |  |  |  | 200 | 65 | 13000 | 0% | 0 | 13000 | UP/000062/25-26 | 2025-07-08 | Uploaded on 04.09.2025
|  |  |  | Material | Copper Cable flexible, make/model- Polycab/havells / 3 core 2.5 sqmm | 200 | Mtr | 102 | 20400 |  |  |  |  | 200 | 102 | 20400 | 0% | 0 | 20400 | UP/000062/25-26 | 2025-07-08 | Uploaded on 04.09.2025
|  |  |  | Material | Copper Cable flexible, make/model- Polycab/havells / 2 core 1.5 sqmm | 200 | Mtr | 45 | 9000 |  |  |  |  | 200 | 45 | 9000 | 0% | 0 | 9000 | UP/000062/25-26 | 2025-07-08 | Uploaded on 04.09.2025
|  |  |  | Material | Copper Cable flexible, make/model- Polycab/havells / 2 core 2.5 sqmm | 200 | Mtr | 75 | 15000 |  |  |  |  | 200 | 75 | 15000 | 0% | 0 | 15000 | UP/000062/25-26 | 2025-07-08 | Uploaded on 04.09.2025
|  |  |  | Material | Battery Water, make/model- Standard / 5 ltr each bottle | 100 | Ltr | 13 | 1300 |  |  |  |  | 100 | 13 | 1300 | 0% | 0 | 1300 | UP/000062/25-26 | 2025-07-08 | Uploaded on 04.09.2025
|  |  |  | Material | Energy Meter, make/model- Conzerve / EM6400 | 10 | Nos | 9122 | 91220 |  |  |  |  | 10 | 9122 | 91220 | 0% | 0 | 91220 | UP/000062/25-26 | 2025-07-08 | Uploaded on 04.09.2025
|  |  |  | Material | Led Flood Light, make/model- Wipro/philips/Havells / 100 watt | 50 | Nos | 1712 | 85600 |  |  |  |  | 50 | 1712 | 85600 | 0% | 0 | 85600 | UP/000062/25-26 | 2025-07-08 | Uploaded on 04.09.2025
|  |  |  | Material | Led Bittern, make/model- Wipro/Philips/Havells / 20 watt 4' 6500k | 100 | Nos | 130 | 13000 |  |  |  |  | 100 | 130 | 13000 | 0% | 0 | 13000 | UP/000062/25-26 | 2025-07-08 | Uploaded on 04.09.2025
|  |  |  | Material | Led Light with Fitting, make/model- Wipro/Philips/Havells / 2X1 (501 P2XT)-2X22 WATT | 50 | Nos | 650 | 32500 |  |  |  |  | 50 | 650 | 32500 | 0% | 0 | 32500 | UP/000062/25-26 | 2025-07-08 | Uploaded on 04.09.2025
|  |  |  | Material | Switch, make/model- Opale / 16 amp. | 60 | Nos | 162 | 9720 |  |  |  |  | 60 | 162 | 9720 | 0% | 0 | 9720 | UP/000062/25-26 | 2025-07-08 | Uploaded on 04.09.2025
|  |  |  | Material | Switch, make/model- Opale / 6 amp | 60 | Nos | 111 | 6660 |  |  |  |  | 60 | 111 | 6660 | 0% | 0 | 6660 | UP/000062/25-26 | 2025-07-08 | Uploaded on 04.09.2025
|  |  |  | Material | Socket, make/model- Opale / 16-amp 5 pin | 60 | Nos | 216 | 12960 |  |  |  |  | 60 | 216 | 12960 | 0% | 0 | 12960 | UP/000062/25-26 | 2025-07-08 | Uploaded on 04.09.2025
|  |  |  | Material | Socket, make/model- Opale / 6 amp | 60 | Nos | 138 | 8280 |  |  |  |  | 60 | 138 | 8280 | 0% | 0 | 8280 | UP/000062/25-26 | 2025-07-08 | Uploaded on 04.09.2025
|  |  |  | Material | Switch, make/model- Legrand /16 amp | 40 | Nos | 158 | 6320 |  |  |  |  | 40 | 158 | 6320 | 0% | 0 | 6320 | UP/000062/25-26 | 2025-07-08 | Uploaded on 04.09.2025
|  |  |  | Material | Switch, make/model- Legrand /6 amp | 40 | Nos | 85 | 3400 |  |  |  |  | 40 | 85 | 3400 | 0% | 0 | 3400 | UP/000062/25-26 | 2025-07-08 | Uploaded on 04.09.2025
|  |  |  | Material | Socket, make/model- Legrand /16-amp 5 pin | 40 | Nos | 208 | 8320 |  |  |  |  | 40 | 208 | 8320 | 0% | 0 | 8320 | UP/000062/25-26 | 2025-07-08 | Uploaded on 04.09.2025
|  |  |  | Material | Socket, make/model- Legrand /6 amp | 10 | Nos | 178 | 1780 |  |  |  |  | 10 | 178 | 1780 | 0% | 0 | 1780 | UP/000062/25-26 | 2025-07-08 | Uploaded on 04.09.2025
|  |  |  | Material | Copper Cable flexible, make/model- Havells/Polycab / 1.5 Sqmm | 180 | Mtr | 21 | 3780 |  |  |  |  | 180 | 21 | 3780 | 0% | 0 | 3780 | UP/000062/25-26 | 2025-07-08 | Uploaded on 04.09.2025
|  |  |  | Material | Copper Cable flexible, make/model- Havells/Polycab / 2.5 sqmm | 180 | Mtr | 32 | 5760 |  |  |  |  | 180 | 32 | 5760 | 0% | 0 | 5760 | UP/000062/25-26 | 2025-07-08 | Uploaded on 04.09.2025
[5 empty] | Total |  |  |  | 348000
[5 empty] | GST 0% |  |  |  | 0
[5 empty] | Grand Total |  |  |  | 348000 | [9 empty] | 348000
117 | PO201/25-26/12/00033 | 22/07/2025 | Shiv Nadar Foundation - Vidyagyan Sitapur | Service | Re-development of rain harvesting pit bore well to achive stablisation of sand/slit or mica from discharge of water and to free the bore from clogging of the slots with air cpmpressor of 215 cft per minutes capacity etc. complete as required and as per direction of Engineer in-charge.Including labour charges, tools and accessories etc. (Pit's Bores 21 X 8 Hrs) | 168 | Hours | 1409.47 | 236790.96 | [10 empty] | UP/000096/25-26 | 2025-05-09
[5 empty] | Total |  |  |  | 236790.96
[5 empty] | GST 18% |  |  |  | 42622.3728
[5 empty] | Grand Total |  |  |  | 279413.3328
118 | 8100019920 | 27/07/2025 | ( AN43 ) HCL TECHNOLOGIES LIMITED | Material | Supply and fixing of 6" trolley wheel with required hardware, including bolts, nuts, and washers, ensuring proper alignment and secure installation for smooth and durable operation | 16 | Nos | 1250 | 20000 |  |  |  |  | 16 | 1250 | 20000 | 18% | 3600 | 23600 | UP/000060/25-26 | 2025-05-08 | Uploaded on 26.08.2025
|  |  |  | Service | Repairing of SS (Stainless Steel) trolley including welding work, alignment correction, and reinforcement as required | 4 | Nos | 4000 | 16000 |  |  |  |  | 4 | 4000 | 16000 | 18% | 2880 | 18880 | UP/000060/25-26 | 2025-05-08 | Uploaded on 26.08.2025
[5 empty] | Total |  |  |  | 36000
[5 empty] | GST 18% |  |  |  | 6480
[5 empty] | Grand Total |  |  |  | 42480 | [9 empty] | 42480
119 | 9200144633 | 28/07/2025 | ( AN30 ) HCL TECHNOLOGIES LIMITED | Service | Connection with require Cable Gland, Thimble Cutting of ACP Sheet Installation complete | 2 | Job | 2350 | 4700 |  |  |  |  | 2 | 2350 | 4700 | 0% | 0 | 4700 | UP/000077/25-26 | 14/10/2025 | Uploaded on 19.11.25
|  |  |  | Service | Providing and installation of Panel (Size 400 X 400 X 250 MM) CRCA Sheet Powder coated completed with wiring used material of 63 Amp TP Power Contactor-1 nos, 63 Amp TP MCB-1 Nos, 6 Amp SP MCB 10 KA-3 Nos, Over and Under Voltage Relay-1 Nos, Auto Manual Switch-1 Nos, Push Button (Start and Stop)-2 Nos and Indicating Light (Red)-1 Nos etc., make: L&T/Schneider | 2 | Set | 25200 | 50400 |  |  |  |  | 2 | 25200 | 50400 | 0% | 0 | 50400 | UP/000077/25-26 | 14/10/2025 | Uploaded on 19.11.25
[5 empty] | Total |  |  |  | 55100
[5 empty] | GST 0% |  |  |  | 0
[5 empty] | Grand Total |  |  |  | 55100 | [9 empty] | 55100
120 | 9200144778 | 29/07/2025 | ( AN08 ) HCL TECHNOLOGIES LIMITED | Service | Supply and fixing of 2X2 feet, 6mm thick MS chequered plate covers with required hardware’s and accessories | 5 | Nos | 6800 | 34000 | 5 | Nos | Challan | 94/8/9/25 | 5 | 6800 | 34000 | 18% | 6120 | 40120 | UP/000084/25-26 | 2025-04-11 | Uploaded on 13.11.25
|  |  |  | Service | Charges for the repairing of existing 2X2 feet MS covers with required hardware’s, hinges, handles, primer, and paint complete as required | 9 | Nos | 3200 | 28800 |  |  |  |  | 4 | 3200 | 12800 | 18% | 2304 | 15104 | UP/000084/25-26 | 2025-04-11 | Uploaded on 13.11.25
|  |  |  | Service | Charges for the repairing of existing 4X4 feet MS covers with required hardware’s, hinges, handles, primer, and paint complete as required | 1 | Nos | 4800 | 4800 | 20 Hinges |  | Challan | 107/23.8.25, 108/24.9.25 | 1 | 4800 | 4800 | 18% | 864 | 5664 | UP/000084/25-26 | 2025-04-11 | Uploaded on 13.11.25
|  |  |  | Service | Supply and fixing of 50/5 mm angle for frame, 40/5 angle, and 25/5 mm flat (Patti) 1.5 feet wide with frame for covering the open ditch with required civil work | 35 | Rft | 250 | 8750 | 21.3 | RFT | Challan | 105/19.8.25, 110/24.9.25 | 21 | 250 | 5250 | 18% | 945 | 6195 | UP/000084/25-26 | 2025-04-11 | Uploaded on 13.11.25
|  |  |  | Service | Charges for the dismantling and refixing of existing brick walls as required | 30 | Sqft | 140 | 4200 |  |  |  |  | 30 | 140 | 4200 | 18% | 756 | 4956 | UP/000084/25-26 | 2025-04-11 | Uploaded on 13.11.25
[5 empty] | Total |  |  |  | 80550
[5 empty] | GST 0% |  |  |  | 14499
[5 empty] | Grand Total |  |  |  | 95049 | [9 empty] | 72039
121 | 9200144956 | 31/07/2025 | ( AN08 ) HCL TECHNOLOGIES LIMITED | Service | Dismantling of existing sockets and supplying, installation, testing and commissioning of 16 Amp industrial socket in pantry/coffee point area (Make: Neptune Bals) | 42 | Nos | 1600 | 67200 | 42 | Nos | Challan | 95/8/9/2025 | 42 | 1600 | 67200 | 18% | 12096 | 79296 | UP/000087/25-26 | 2025-05-11 | Uploaded on 13.11.25
|  |  |  | Service | Fabrication, installation, and labeling of inspection chamber with 18"x18" Chequered MS plate cover including frame and locking arrangement | 6 | Nos | 3000 | 18000 | 5 | Nos | Challan | 95/8/9/2025 | 5 | 3000 | 15000 | 18% | 2700 | 17700 | UP/000087/25-26 | 2025-05-11 | Uploaded on 13.11.25
|  |  |  | Service | Fabrication, installation, and labeling of inspection chamber with 36"x20" Chequered MS plate cover including frame and locking arrangement | 1 | Nos | 5400 | 5400 | 1 | Nos | Challan | 95/8/9/2025 | 1 | 5400 | 5400 | 18% | 972 | 6372 | UP/000087/25-26 | 2025-05-11 | Uploaded on 13.11.25
[5 empty] | Total |  |  |  | 90600 | Dust, Rodi |  | Challan | 102/18/9/2025
[5 empty] | GST 18% |  |  |  | 16308
[5 empty] | Grand Total |  |  |  | 106908 | [9 empty] | 103368
122 | 9200145061 | 2025-01-08 | ( AN08 ) HCL TECHNOLOGIES LIMITED | Service | Supply and installation of metro sheet 0.4mm thick for making the 10X12 feet shade with required hardwares and accessories | 120 | Sqft | 70 | 8400 | 120 | Sqft | Challan | 96/8/9/2025 | 120 | 70 | 8400 | 18% | 1512 | 9912 | UP/000083/25-26 | 2025-04-11 | Uploaded on 13.11.25
|  |  |  | Service | Supply, fabrication, welding, painting and fixing of MS square pipes 50X50X3mm with required hardwares and support stricture | 60 | Rft | 220 | 13200 | 60 | Sqft | Challan | 96/8/9/2025, 113/26.9.25 | 60 | 220 | 13200 | 18% | 2376 | 15576 | UP/000083/25-26 | 2025-04-11 | Uploaded on 13.11.25
|  |  | Work not done | Service | Making of RCC Foundation for Pole fixing | 2 | Nos | 6850 | 13700
[5 empty] | Total |  |  |  | 35300
[5 empty] | GST 18% |  |  |  | 6354
[5 empty] | Grand Total |  |  |  | 41654 | [9 empty] | 25488
123 | 8600059087 | 2025-06-08 | ( AG12 ) HCL TECHNOLOGIES LIMITED - Sector-08, Manesar | Material | Supply of Wipro Garnet LED batten/ cool day 25W 6500K Cool White 114 MM | 100 | Nos | 167 | 16700 |  |  |  |  | 100 | 167 | 16700 | 18% | 3006 | 19706 | UP/000064/25-26 | 22/8/2025 | Uploaed on 23.08.25
|  |  |  | Material | Supply of Eveready Flood light 100W /IP66 waterproof/ high surge protection up to 6Kv | 10 | Nos | 1564 | 15640 |  |  |  |  | 10 | 1564 | 15640 | 18% | 2815.2 | 18455.2 | UP/000064/25-26 | 22/8/2025 | Uploaed on 23.08.25
[5 empty] | Total |  |  |  | 32340
[5 empty] | GST 18% |  |  |  | 5821.2
[5 empty] | Grand Total |  |  |  | 38161.2 | [9 empty] | 38161.2
124 | 8100020084 | 2025-06-08 | ( AN04 ) HCL TECHNOLOGIES LIMITED | Material | Supply & Fixing of Energy meter Schneider EM-1200 With encloser 300X300X200mm, With 16 Amp MCB DP and complete Wiring | 14 | Nos | 7300 | 102200 |  |  |  |  | 14 | 7300 | 102200 | 0% | 0 | 102200 | UP/000068/25-26 | 2025-01-09 | Uploaded on 15.09.2025
|  |  |  | Material | Supply & Fixing of Energy meter Schneider EM-1200 With encloser 300X300X200mm, With 32 Amp MCB DP and complete Wiring | 24 | Nos | 7300 | 175200 |  |  |  |  | 24 | 7300 | 175200 | 0% | 0 | 175200 | UP/000068/25-26 | 2025-01-09 | Uploaded on 15.09.2025
|  |  |  | Material | Supply & Fixing of Energy meter Schneider Conzerv 6436 With encloser 300X300X200mm, With 63 Amp TPN, CT-3 Nos and complete Wiring | 11 | Nos | 12200 | 134200 |  |  |  |  | 11 | 12200 | 134200 | 0% | 0 | 134200 | UP/000068/25-26 | 2025-01-09 | Uploaded on 15.09.2025
|  |  |  | Material | Supply & laying of 2.5mmX1C wire colour BRYB (90 mtrs) roll | 4 | Roll | 5508 | 22032 |  |  |  |  | 4 | 5508 | 22032 | 0% | 0 | 22032 | UP/000068/25-26 | 2025-01-09 | Uploaded on 15.09.2025
|  |  |  | Material | Supply & laying of 4mm X 1C wire Colour BRYB 90 mtrs roll | 2 | Roll | 5500 | 11000 |  |  |  |  | 2 | 5500 | 11000 | 0% | 0 | 11000 | UP/000068/25-26 | 2025-01-09 | Uploaded on 15.09.2025
|  |  |  | Material | Supply & laying of 2.5X3C flexible cable | 1300 | Mtr | 140 | 182000 |  |  |  |  | 1300 | 140 | 182000 | 0% | 0 | 182000 | UP/000068/25-26 | 2025-01-09 | Uploaded on 15.09.2025
|  |  |  | Service | Supply and fixing of pvc tap, Thimble, faster and pvc flexible pipes etc. | 49 | Job | 400 | 19600 | Thimble, Gland, Fastner |  | Challan | 99/9/9/25 | 49 | 400 | 19600 | 0% | 0 | 19600 | UP/000097/25-26 | 16/12/2025 | Uploaded on 02.02.2026
|  |  | Work not done | Service | Providing and fixing 20mm conduct pipe | 1300 | Mtr | 55 | 71500 | 1300 | Mtr | Challan | 124/10/10/25 |  |  | 0 | 0% | 0 | 0
|  |  |  | Service | Rectification of lightning circuit, ups circuit and power circuit | 49 | Job | 2200 | 107800 |  |  |  |  | 49 | 2200 | 107800 | 0% | 0 | 107800 | UP/000097/25-26 | 16/12/2025 | Uploaded on 02.02.2026
|  |  |  | Service | Make DB circuit separate with other circuit dismantling and rewiring of DB | 49 | Nos | 2200 | 107800 |  |  |  |  | 49 | 2200 | 107800 | 0% | 0 | 107800 | UP/000097/25-26 | 16/12/2025 | Uploaded on 02.02.2026
|  |  |  | Service | Trap Door Cutting and Repairing 2x2 Feet | 40 | Nos | 1500 | 60000 | Putty/Paint |  | Challan | 155/11.12.25 | 36 | 1500 | 54000 | 0% | 0 | 54000 | UP/000097/25-26 | 16/12/2025 | Uploaded on 02.02.2026
|  |  |  | Service | Wooden Trap Door Cutting and Repairing 2x2 Feet | 40 | Nos | 1200 | 48000 |  |  |  |  | 38 | 1200 | 45600 | 0% | 0 | 45600 | UP/000097/25-26 | 16/12/2025 | Uploaded on 02.02.2026
[5 empty] | Total |  |  |  | 1041332
[5 empty] | GST 0% |  |  |  | 0
[5 empty] | Grand Total |  |  |  | 1041332 | [9 empty] | 961432
125 | 8600059155 | 2025-11-08 | ( AN43 ) HCL TECHNOLOGIES LIMITED | Material | 6A Round 3Pin Socket with Shutter (ISI Marked),Model- IW421WHI, Module-2M Make: Honeywell | 20 | Nos | 133 | 2660 |  |  |  |  | 20 | 133 | 2660 | 0% | 0 | 2660 | UP/000067/25-26 | 28/8/2025 | Uploaded on 04.09.2025
|  |  |  | Material | Phillips RC360B LED 36S 6500 L120W30 PSU OD 1X4 6500K Cool White Panel Light Make: Philips | 15 | Nos | 1650 | 24750 |  |  |  |  | 15 | 1650 | 24750 | 0% | 0 | 24750 | UP/000067/25-26 | 28/8/2025 | Uploaded on 04.09.2025
|  |  |  | Material | Wipro Constant Current Electronic Choke 36W Make: Wipro | 10 | Nos | 850 | 8500 |  |  |  |  | 10 | 850 | 8500 | 0% | 0 | 8500 | UP/000067/25-26 | 28/8/2025 | Uploaded on 04.09.2025
|  |  |  | Material | Wipro LED Strip Driver 24W Constant Voltage Driver H43520 Make: Wipro | 10 | Nos | 380 | 3800 |  |  |  |  | 10 | 380 | 3800 | 0% | 0 | 3800 | UP/000067/25-26 | 28/8/2025 | Uploaded on 04.09.2025
|  |  |  | Material | Jaquar Health Faucet Connection Pipe SS 1.2 Mtr ZMS-CHR-005 Make: Jaguar | 20 | Nos | 891 | 17820 |  |  |  |  | 20 | 891 | 17820 | 0% | 0 | 17820 | UP/000067/25-26 | 28/8/2025 | Uploaded on 04.09.2025
|  |  |  | Material | Anchor Smart Super Plug Top 6A 3 Pin White 39571 Make: Anchor | 15 | Nos | 49 | 735 |  |  |  |  | 15 | 49 | 735 | 0% | 0 | 735 | UP/000067/25-26 | 28/8/2025 | Uploaded on 04.09.2025
|  |  |  | Material | Anchor Smart Plug Top 39583 3 Pin 16A Make: Anchor | 10 | Nos | 65 | 650 |  |  |  |  | 10 | 65 | 650 | 0% | 0 | 650 | UP/000067/25-26 | 28/8/2025 | Uploaded on 04.09.2025
|  |  |  | Material | Honeywell Switch 6AX One Way 1M EW501WHI Make: Honeywell | 15 | Nos | 35 | 525 |  |  |  |  | 15 | 35 | 525 | 0% | 0 | 525 | UP/000067/25-26 | 28/8/2025 | Uploaded on 04.09.2025
|  |  |  | Material | Cotton Old Dhoti 1 x 1 Mtr Make: Standard | 100 | Mtr | 23 | 2300 |  |  |  |  | 100 | 23 | 2300 | 0% | 0 | 2300 | UP/000067/25-26 | 28/8/2025 | Uploaded on 04.09.2025
|  |  |  | Material | Schneider AC RCCB XID 25A 2P 300mA, A9N16202 Make: Schneider | 6 | Nos | 2132 | 12792 |  |  |  |  | 6 | 2132 | 12792 | 0% | 0 | 12792 | UP/000067/25-26 | 28/8/2025 | Uploaded on 04.09.2025
|  |  |  | Material | 9volt Battery Make: Duracell | 200 | Nos | 173 | 34600 |  |  |  |  | 200 | 173 | 34600 | 0% | 0 | 34600 | UP/000067/25-26 | 28/8/2025 | Uploaded on 04.09.2025
[5 empty] | Total |  |  |  | 109132
[5 empty] | GST 0% |  |  |  | 0
[5 empty] | Grand Total |  |  |  | 109132 | [9 empty] | 109132
126 | PO203/2526/00036 | 2025-12-08 | Kiran Nadar Museum of Art - F-83, Okhla Industrial Area, Phase-1 | Service | Cutting and preparation of GI (Galvanized Iron) drainage sheets as per specified dimensions and site requirements. The work includes accurate measurement, marking, and cutting using appropriate tools to ensure clean edges and precise alignment. Sheets prepared for further installation in the drainage system, ensuring minimal material wastage and adherence to safety and quality standards. | 256 | Rft | 125.46 | 32117.76 |  |  |  |  | 230 | 125.46 | 28855.8 | 18% | 5194.044 | 34049.844 | HR/000132/25-26 | 13/11/2025
|  |  |  | Service | Fabrication and installation of new GI (Galvanized Iron) drainage line, including cutting, jointing, and secure fixing as per site conditions and flow direction. The scope includes supply of all necessary fittings and supports for proper alignment and functionality. Additionally, waterproofing treatment provided at joints, pipe connections, and vulnerable areas using appropriate waterproofing materials to ensure leakproof performance and long-term durability. -Thickness of GI Sheet: 1.0 mm -Type of Waterproofing: Combination of Badarpur cement-based mortar and chemical waterproofing compound, applied at all joints and vulnerable areas to ensure leak-proof performance and long-term durability. | 256 | Rft | 380.45 | 97395.2 |  |  |  |  | 230 | 380.45 | 87503.5 | 18% | 15750.63 | 103254.13 | HR/000132/25-26 | 13/11/2025
[5 empty] | Total |  |  |  | 129512.96
[5 empty] | GST 18% |  |  |  | 23312.3328
[5 empty] | Grand Total |  |  |  | 152825.2928 | [9 empty] | 137303.974
127 | 9200145768 | 14/08/2025 | ( AN04 ) HCL TECHNOLOGIES LIMITED | Service | Supply and installation of Air curtains (Model EAS6) with Sensor Air Curtain (2 Doors) With Siemens Contractor (Model- EX02) | 2 | Nos | 56800 | 113600 | 2 | Nos | Challan | 97/08.09.25 | 2 | 56800 | 113600 | 0% | 0 | 113600 | UP/000074/25-26 | 26/9/2025 | Uploaded on 31.10.25
|  |  |  | Service | Supply and fixing of wooden framing with 18 mm board for air curtains | 2 | Job | 6000 | 12000 | 1 | Nos | Challan | 100/8/9/25 | 2 | 6000 | 12000 | 0% | 0 | 12000 | UP/000074/25-26 | 26/9/2025 | Uploaded on 31.10.25
|  |  |  | Service | Supply and fixing 2.5 mm X 3 C Cu. flexible cable, make: Polycab/Finolex | 50 | Mtr | 145 | 7250 | 50 | Mtr | Challan | 100/8/9/25 | 50 | 145 | 7250 | 0% | 0 | 7250 | UP/000074/25-26 | 26/9/2025 | Uploaded on 31.10.25
|  |  |  | Service | Supply & fixing rubber door seal in door, make: Standard | 12 | Nos | 2300 | 27600 | 12 | Nos | Challan | 101/15.9.25 | 12 | 2300 | 27600 | 0% | 0 | 27600 | UP/000074/25-26 | 26/9/2025 | Uploaded on 31.10.25
[5 empty] | Total |  |  |  | 160450
[5 empty] | GST 18% |  |  |  | 0
[5 empty] | Grand Total |  |  |  | 160450 | [9 empty] | 160450
128 | 9200146435 | 26/08/2025 | ( AN22 ) HCL TECHNOLOGIES LIMITED | Service | Supply, Making and fixing of RCC drain cover 450mmX560 mmX100mm with 8 MM Dia MS Bars @100 MM C/C MS Strips at outside and corners. Concrete Grade: M25 loading unloading all complete | 40 | Nos | 1500 | 60000 | 40 | Nos | Challan | 112/26/9/25 | 40 | 1500 | 60000 | 18% | 10800 | 70800 | UP/000102/25-26 | 24/12/2025 | Uploaded on 15.01.26
|  |  |  | Service | Supply & Installation of 2mm thick Hot Dipped Galvanized, Ladder type cable Trays covers. The cable tray covering shall be fixed with MS angle support with 35mmx2mm thick GI slotted 'C' channel Patti at an interval of 1 meter/ or the MS angle iron fabricated support depending upon the location & GI Clamp. The rate shall include the cost of Supports. - Tray cover 100mm | 40 | Mtr | 185 | 7400 |  |  |  |  | 31 | 185 | 5735 | 18% | 1032.3 | 6767.3 | UP/000102/25-26 | 24/12/2025 | Uploaded on 15.01.26
|  |  |  | Service | Supply & Installation of 2mm thick Hot Dipped Galvanized, Ladder type cable Trays covers. The cable tray covering shall be fixed with MS angle support with 35mmx2mm thick GI slotted 'C' channel Patti at an interval of 1 meter/ or the MS angle iron fabricated support depending upon the location & GI Clamp. The rate shall include the cost of Supports. - Tray cover 400mm | 60 | Mtr | 370 | 22200 |  |  |  |  | 47 | 370 | 17390 | 18% | 3130.2 | 20520.2 | UP/000102/25-26 | 24/12/2025 | Uploaded on 15.01.26
|  |  |  | Service | Supply & Installation of 2mm thick Hot Dipped Galvanized, Ladder type cable Trays covers. The cable tray covering shall be fixed with MS angle support with 35mmx2mm thick GI slotted 'C' channel Patti at an interval of 1 meter/ or the MS angle iron fabricated support depending upon the location & GI Clamp. The rate shall include the cost of Supports. - Tray cover 200mm | 25 | Mtr | 296 | 7400 |  |  |  |  | 20 | 296 | 5920 | 18% | 1065.6 | 6985.6 | UP/000102/25-26 | 24/12/2025 | Uploaded on 15.01.26
|  |  |  | Service | Supply & Installation of 2mm thick Hot Dipped Galvanized, Ladder type cable Trays covers. The cable tray covering shall be fixed with MS angle support with 35mmx2mm thick GI slotted 'C' channel Patti at an interval of 1 meter/ or the MS angle iron fabricated support depending upon the location & GI Clamp. The rate shall include the cost of Supports. - Cable raceway 150x40x15x2mm | 40 | Mtr | 890 | 35600 |  |  |  |  | 40 | 890 | 35600 | 18% | 6408 | 42008 | UP/000102/25-26 | 24/12/2025 | Uploaded on 15.01.26
|  |  |  | Service | Supply and fixing fiber duct approx. 20 sqft | 1 | Job | 11910 | 11910 | 20 | Sqft | Challan | 149/26.11.25 | 1 | 11910 | 11910 | 18% | 2143.8 | 14053.8 | UP/000102/25-26 | 24/12/2025 | Uploaded on 15.01.26
|  |  |  | Service | Providing and fixing metro sheet with ms framing Canopy 4X3 feet | 2 | Nos | 4000 | 8000 | 2 | Nos | Challan | 149/16.11.25 | 2 | 4000 | 8000 | 18% | 1440 | 9440 | UP/000102/25-26 | 24/12/2025 | Uploaded on 15.01.26
|  |  |  | Service | Supply and fixing Waterproof Electronic Project Box Enclosure Case for Electronic Projects, Outdoor, Indoor (400 X 350 x 120 mm) | 2 | Nos | 3650 | 7300 |  |  |  |  | 2 | 3650 | 7300 | 18% | 1314 | 8614 | UP/000102/25-26 | 24/12/2025 | Uploaded on 15.01.26
|  |  |  | Service | Supply and fabrication ms frame for metro sheet as existing and dismantling and refixing of metro sheet as direction by site engineer 10x8 feet | 1 | Job | 8500 | 8500 |  |  |  |  | 1 | 8500 | 8500 | 18% | 1530 | 10030 | UP/000102/25-26 | 24/12/2025 | Uploaded on 15.01.26
|  |  |  | Service | Supply and fixing pvc pipe 75 mm with accessories | 20 | Feet | 222 | 4440 |  |  |  |  | 17 | 222 | 3774 | 18% | 679.32 | 4453.32 | UP/000102/25-26 | 24/12/2025 | Uploaded on 15.01.26
|  |  |  | Service | Providing and fixing 40 MM Gray & Red Color sadar Ali stone | 200 | Sqft | 370 | 74000 | 200 | Sqft | Challan | 113/30.9.25 | 200 | 370 | 74000 | 18% | 13320 | 87320 | UP/000102/25-26 | 24/12/2025 | Uploaded on 15.01.26
|  |  |  | Service | Dismantling of existing stone | 200 | Feet | 75 | 15000 |  |  |  |  | 200 | 75 | 15000 | 18% | 2700 | 17700 | UP/000102/25-26 | 24/12/2025 | Uploaded on 15.01.26
|  |  |  | Service | Providing and fixing workstation tabletop L-shape, 25mm PLPB with edge banding, size 6'x6 | 2 | Nos | 13500 | 27000 | 2 | Nos | Challan | 98/8/9/25 | 2 | 13500 | 27000 | 18% | 4860 | 31860 | UP/000102/25-26 | 24/12/2025 | Uploaded on 15.01.26
|  |  |  | Service | Providing and fixing workstation tabletop L-shape, 25mm PLPB with edge banding, size 2250x500 mm | 1 | Nos | 6500 | 6500 | 1 | Nos | Challan | 98/8/9/25 | 1 | 6500 | 6500 | 18% | 1170 | 7670 | UP/000102/25-26 | 24/12/2025 | Uploaded on 15.01.26
|  |  |  | Service | Providing and fixing workstation tabletop L-shape, 25mm PLPB with edge banding, size 1975x700 mm | 1 | Nos | 7350 | 7350 | 1 | Nos | Challan | 98/8/9/25 | 1 | 7350 | 7350 | 18% | 1323 | 8673 | UP/000102/25-26 | 24/12/2025 | Uploaded on 15.01.26
|  |  |  | Service | Providing and fixing workstation tabletop L-shape, 25mm PLPB with edge banding, size 1500x500 mm | 1 | Nos | 5500 | 5500 | 1 | Nos | Challan | 98/8/9/25 | 1 | 5500 | 5500 | 18% | 990 | 6490 | UP/000102/25-26 | 24/12/2025 | Uploaded on 15.01.26
|  |  |  | Service | Providing and fixing under kitchen counter, 25mm waterproof green MDF with mica finish, size 6.5'x2.5 | 1 | Nos | 22200 | 22200 | 1 | Nos | Challan | 98/8/9/25 | 1 | 22200 | 22200 | 18% | 3996 | 26196 | UP/000102/25-26 | 24/12/2025 | Uploaded on 15.01.26
|  |  |  | Service | Providing and fixing 18mm board shutter, size 53"x18" | 1 | Nos | 3200 | 3200 | 1 | Nos | Challan | 98/8/9/25, 156/11.12.25 | 1 | 3200 | 3200 | 18% | 576 | 3776 | UP/000102/25-26 | 24/12/2025 | Uploaded on 15.01.26
|  |  |  | Service | Dismantling of existing tabletop and under counter with shifting | 6 | Job | 750 | 4500 | Cement, Dust |  | Challan | 123/10/10/25 | 6 | 750 | 4500 | 18% | 810 | 5310 | UP/000102/25-26 | 24/12/2025 | Uploaded on 15.01.26
|  |  |  | Service | Supply & Fixing Veneer melamine polish with Minor Repairing & Filling | 1300 | Sqft | 100 | 130000 |  |  |  |  | 1300 | 100 | 130000 | 18% | 23400 | 153400 | UP/000102/25-26 | 24/12/2025 | Uploaded on 15.01.26
|  |  |  | Service | 25mm SS L-angle polishing | 200 | Rft | 20 | 4000 |  |  |  |  | 80 | 20 | 1600 | 18% | 288 | 1888 | UP/000102/25-26 | 24/12/2025 | Uploaded on 15.01.26
|  |  |  | Service | Providing, fixing & dismantling SS bidding for floor, 6 ft | 5 | Nos | 3000 | 15000 | 5 | Nos | Challan | 148/21.11.25 | 5 | 3000 | 15000 | 18% | 2700 | 17700 | UP/000102/25-26 | 24/12/2025 | Uploaded on 15.01.26
[5 empty] | Total |  |  |  | 487000
[5 empty] | GST 18% |  |  |  | 87660
[5 empty] | Grand Total |  |  |  | 574660 | [9 empty] | 561655.22
129 | 9200146935 | 2025-02-09 | ( AN04 ) HCL TECHNOLOGIES LIMITED | Service | Cable laying/routing/civil, conduiting & associated work from SS1 to SS3 | 1600 | Mtr | 227.5 | 364000 | 1600 | Mtr | Challan | 146/18.6.26 | 1560 | 227.5 | 354900 | 0% | 0 | 354900 | UP/00032/26-27 | 2026-08-07
[5 empty] | Total |  |  |  | 364000 | PVC Conduit
[5 empty] | GST 18% |  |  |  | 0
[5 empty] | Grand Total |  |  |  | 364000 | [9 empty] | 354900
130 | 9200147262 | 2025-08-09 | ( AN04 ) HCL TECHNOLOGIES LIMITED | Service | Providing and fixing of Stainless-Steel Name Plate is crafted from high-grade SS 304 material, ensuring excellent corrosion resistance size 12x12 inch | 60 | Nos | 1300 | 78000 | 24+36 | Nos | Challan | 153/4.12.25, 161/18.12.25 | 60 | 1300 | 78000 | 0% | 0 | 78000 | UP/000101/25-26 | 24/12/2025 | Uploaded on 12/01/2026
|  |  |  | Service | Supply and installation Industrial AC Door Curtain (PVC, Transparent) 7 feet X 30 feet | 1 | Nos | 13800 | 13800 | 1 | Set | Challan | 115/30.9.25 | 1 | 13800 | 13800 | 0% | 0 | 13800 | UP/000101/25-26 | 24/12/2025 | Uploaded on 12/01/2026
|  |  |  | Service | Calibration of Temperature Meter (Fluke- 971) | 2 | Nos | 3000 | 6000 |  |  |  |  | 2 | 3000 | 6000 | 0% | 0 | 6000 | UP/000101/25-26 | 24/12/2025 | Uploaded on 12/01/2026
|  |  |  | Service | Calibration of multi-Meter (Fluke-371) | 2 | Nos | 3100 | 6200 |  |  |  |  | 2 | 3100 | 6200 | 0% | 0 | 6200 | UP/000101/25-26 | 24/12/2025 | Uploaded on 12/01/2026
[5 empty] | Total |  |  |  | 104000
[5 empty] | GST 0% |  |  |  | 0
[5 empty] | Grand Total |  |  |  | 104000 | [9 empty] | 104000
131 | 9200147272 | 2025-08-09 | ( AN04 ) HCL TECHNOLOGIES LIMITED | Service | Providing and fixing of Solenoid Valve for sensor Tap (ZSN-CHR 017), Make - Jaquar | 8 | Nos | 7265 | 58120 | 8 | Nos | Challan | 199/19.9.25 | 8 | 7265 | 58120 | 0% | 0 | 58120 | UP/000073/25-26 | 26/9/2025 | Uploaded on 31.10.25
|  |  |  | Service | Providing and fixing of Angle Valve-3057P, Make - Jaquar | 8 | Nos | 515 | 4120 | 8 | Nos | Challan | 199/19.9.25 | 8 | 515 | 4120 | 0% | 0 | 4120 | UP/000073/25-26 | 26/9/2025 | Uploaded on 31.10.25
|  |  |  | Service | Providing and fixing of Jet Spray-573, Make - Jaquar | 8 | Nos | 1230 | 9840 | 8 | Nos | Challan | 199/19.9.25 | 8 | 1230 | 9840 | 0% | 0 | 9840 | UP/000073/25-26 | 26/9/2025 | Uploaded on 31.10.25
|  |  |  | Service | Providing and fixing of Battery Box, Make - Jaquar | 8 | Nos | 1943 | 15544 | 8 | Nos | Challan | 199/19.9.25 | 8 | 1943 | 15544 | 0% | 0 | 15544 | UP/000073/25-26 | 26/9/2025 | Uploaded on 31.10.25
|  |  |  | Service | Providing and fixing of Urinal Adaptor, Make - U-tec | 8 | Nos | 4500 | 36000 | 8 | Nos | Challan | 199/19.9.25 | 8 | 4500 | 36000 | 0% | 0 | 36000 | UP/000073/25-26 | 26/9/2025 | Uploaded on 31.10.25
|  |  |  | Service | Providing and fixing of Water Tap Adaptor AC to DC 6V, Make - Standard | 8 | Nos | 1000 | 8000 | 8 | Nos | Challan | 200/22.9.25 | 8 | 1000 | 8000 | 0% | 0 | 8000 | UP/000073/25-26 | 26/9/2025 | Uploaded on 31.10.25
|  |  |  | Service | Providing and fixing of Syphon, Make - Jaquar | 8 | Nos | 3380 | 27040 | 8 | Nos | Challan | 199/19.9.25 | 8 | 3380 | 27040 | 0% | 0 | 27040 | UP/000073/25-26 | 26/9/2025 | Uploaded on 31.10.25
|  |  |  | Service | Providing and fixing of Ball Cock, Make - Jaquar | 8 | Nos | 3200 | 25600 | 8 | Nos | Challan | 199/19.9.25 | 8 | 3200 | 25600 | 0% | 0 | 25600 | UP/000073/25-26 | 26/9/2025 | Uploaded on 31.10.25
|  |  |  | Service | Providing and fixing of Drain Jali 2", Make - Standard | 8 | Nos | 340 | 2720 | 8 | Nos | Challan | 199/19.9.25 | 8 | 340 | 2720 | 0% | 0 | 2720 | UP/000073/25-26 | 26/9/2025 | Uploaded on 31.10.25
|  |  |  | Service | Providing and fixing of Drain Jali 4", Make- Standard | 8 | Nos | 430 | 3440 | 8 | Nos | Challan | 199/19.9.25 | 8 | 430 | 3440 | 0% | 0 | 3440 | UP/000073/25-26 | 26/9/2025 | Uploaded on 31.10.25
|  |  |  | Service | Providing and fixing of Urinal Sensor, Make - U-tec | 8 | Nos | 5450 | 43600 | 8 | Nos | Challan | 199/19.9.25 | 8 | 5450 | 43600 | 0% | 0 | 43600 | UP/000073/25-26 | 26/9/2025 | Uploaded on 31.10.25
|  |  |  | Service | Providing and fixing of Teflon Tape, Make - Standard | 8 | Nos | 20 | 160 | 8 | Nos | Challan | 199/19.9.25 | 8 | 20 | 160 | 0% | 0 | 160 | UP/000073/25-26 | 26/9/2025 | Uploaded on 31.10.25
|  |  |  | Service | Providing and applying of M-Seal, Make - Pidilite | 2 | Kg | 264 | 528 | 2 | Nos | Challan | 199/19.9.25 | 2 | 264 | 528 | 0% | 0 | 528 | UP/000073/25-26 | 26/9/2025 | Uploaded on 31.10.25
[5 empty] | Total |  |  |  | 234712
[5 empty] | GST 0% |  |  |  | 0
[5 empty] | Grand Total |  |  |  | 234712 | [9 empty] | 234712
132 | 9200147672 | 16/09/2025 | ( AN04 ) HCL TECHNOLOGIES LIMITED | Service | Charges toward removing existing trolly wheel | 12 | Nos | 850 | 10200 |  |  |  |  | 12 | 850 | 10200 | 0% | 0 | 10200 | UP/000075/25-26 | 30/9/2025 | Uploaded on 13/10/2025
|  |  |  | Service | Providing and fixing trolly new pu wheel 6", ( make - Johnsons ) | 8 | Nos | 1080 | 8640 | 8 | Nos | Challan | 201/23.09.25 | 8 | 1080 | 8640 | 0% | 0 | 8640 | UP/000075/25-26 | 30/9/2025 | Uploaded on 13/10/2025
|  |  |  | Service | Providing and fixing trolly new rubber wheel 10". ( make - Load king heavy duty ) Size - 10"x2" | 2 | Nos | 2120 | 4240 | 2 | Nos | Challan | 201/23.09.25 | 2 | 2120 | 4240 | 0% | 0 | 4240 | UP/000075/25-26 | 30/9/2025 | Uploaded on 13/10/2025
|  |  |  | Service | Providing and fixing trolly new rubber wheel 8". ( make - Load king heavy duty ) Size - 8"x2" | 2 | Nos | 1730 | 3460 | 2 | Nos | Challan | 201/23.09.25 | 2 | 1730 | 3460 | 0% | 0 | 3460 | UP/000075/25-26 | 30/9/2025 | Uploaded on 13/10/2025
[5 empty] | Total |  |  |  | 26540
[5 empty] | GST 0% |  |  |  | 0
[5 empty] | Grand Total |  |  |  | 26540 | [9 empty] | 26540
133 | 8100020737 | 17/09/2025 | ( LL03 ) HCL TECHNOLOGIES LIMITED - SEZ Unit-IV, Ground Floor, IT Block No. 01, Lucknow | Material | Supply of 1.5 Sqmm 4 Core Cable Make:- Havells/Polycab | 200 | Mtr | 112 | 22400
|  | Sub-Automation of Diesel Pumps-2 Nos |  | Material | Supply of 24Volt Relay ,(4 CO) | 2 | Nos | 5800 | 11600
|  |  |  | Service | Cable and Relay Commissioning Charges | 1 | Job | 18500 | 18500
| PO Cancelled |  |  |  | Total |  |  |  | 52500
[5 empty] | GST 0% |  |  |  | 0
[5 empty] | Grand Total |  |  |  | 52500
134 | 9200148015 | 19/09/2025 | ( AN04 ) HCL TECHNOLOGIES LIMITED | Service | Supply and fixing SS kabja 1.5 inch with screw and as require material in tap off box | 170 | Nos | 650 | 110500 | 170 | Nos | Challan | 116/30.9.25 | 170 | 650 | 110500 | 0% | 0 | 110500 | UP/000100/25-26 | 24/12/2025 | Uploaded on 12/01/2026
|  |  |  | Service | Supply and fixing panel Hinges | 60 | Nos | 450 | 27000 | 60 | Nos | Challan | 116/30.9.25 | 60 | 450 | 27000 | 0% | 0 | 27000 | UP/000100/25-26 | 24/12/2025 | Uploaded on 12/01/2026
|  |  |  | Service | Providing and applying Deco paint on tap off box | 70 | Nos | 700 | 49000 | 4 | Ltr | Challan | 160/17.12.25 | 70 | 700 | 49000 | 0% | 0 | 49000 | UP/000100/25-26 | 24/12/2025 | Uploaded on 12/01/2026
|  |  |  | Service | Cutting for Tap off box as require with civil work cutting repairing all complete | 4 | Nos | 2800 | 11200 |  |  |  |  | 4 | 2800 | 11200 | 0% | 0 | 11200 | UP/000100/25-26 | 24/12/2025 | Uploaded on 12/01/2026
[5 empty] | Total |  |  |  | 197700
[5 empty] | GST 0% |  |  |  | 0
[5 empty] | Grand Total |  |  |  | 197700 | [9 empty] | 197700
135 | 8100020837 | 23/09/2025 | ( PN01 ) HCL Technologies Limited | Material | Supply of Fan Blade Assembly for FCW-180 ( Assembly consist of 4 blades + 1 Hub + 1 Bush) Make-Multi wing, warranty-01year | 2 | Nos | 71500 | 143000 |  |  |  |  | 2 | 71500 | 143000 | 0% | 0 | 143000 | UP/000081/25-26 | 2025-03-11 | Uploaded on 19.11.25
|  |  |  | Service | Installation Charges of Fan Blade Assembly for FCW | 2 | Nos | 6000 | 12000 |  |  |  |  | 2 | 6000 | 12000 | 0% | 0 | 12000 | UP/000092/25-26 | 2025-03-17 | Uploaded on 26.12.25
|  |  |  | Service | Freight Charges | 1 | Job | 4500 | 4500 |  |  |  |  | 1 | 4500 | 4500 | 0% | 0 | 4500 | UP/000092/25-26 | 2025-03-17 | Uploaded on 26.12.25
[5 empty] | Total |  |  |  | 159500
[5 empty] | GST 0% |  |  |  | 0
[5 empty] | Grand Total |  |  |  | 159500 | [9 empty] | 159500
136 | 9200148811 | 2025-03-10 | ( AG12 ) HCL TECHNOLOGIES LIMITED - Sec-8, Manesar Gurgaon | Service | Dumping Yard cleaning at Manesar campus | 1 | Job | 46500 | 46500 |  |  |  |  | 1 | 46500 | 46500 | 18% | 8370 | 54870 | UP/000093/25-26 | 20/11/2025 | Uploaded on 09.12.25
[5 empty] | Total |  |  |  | 46500
[5 empty] | GST 18% |  |  |  | 8370
[5 empty] | Grand Total |  |  |  | 54870
137 | 9200148955 | 2025-06-10 | ( AN08 ) HCL TECHNOLOGIES LIMITED | Service | Providing and fixing of 2'x2' Ceiling Pre-made Trap Door including suspension arrangement and hanging with chain complete as per site requirement | 30 | Nos | 3500 | 105000 | 30 | Nos | Challan | 136/07.11.25 | 30 | 3500 | 105000 | 18% | 18900 | 123900 | UP/000099/25-26 | 17/12/2025 | Uploaded on 02.02.2026
[5 empty] | Total |  |  |  | 105000
[5 empty] | GST 18% |  |  |  | 18900
[5 empty] | Grand Total |  |  |  | 123900
138 | 9200148956 | 2025-08-10 | ( AN08 ) HCL TECHNOLOGIES LIMITED | Service | Providing & Fixing Z-Black granite Stone fixing with cement mortar etc. complete | 70 | Sqft | 428 | 29960 | 70 | Sqf | Challan | 132/31.10.25 | 70 | 428 | 29960 | 18% | 5392.8 | 35352.8 | UP/000085/25-26 | 2025-05-11 | Uploaded on 13.11.25
|  |  | PO revised with Tax | Service | Dismentling of granite stone and cement mortar | 60 | Sqft | 94 | 5640 |  |  |  |  | 60 | 94 | 5640 | 18% | 1015.2 | 6655.2 | UP/000085/25-26 | 2025-05-11 | Uploaded on 13.11.25
|  |  |  | Service | DisBrickwork in cement mortar | 20 | Sqft | 372 | 7440 |  |  |  |  | 20 | 372 | 7440 | 18% | 1339.2 | 8779.2 | UP/000085/25-26 | 2025-05-11 | Uploaded on 13.11.25
|  |  |  | Service | Malba Shifting - Debris Shifting of Malba | 1 | Trolley | 3750 | 3750 |  |  |  |  | 1 | 3750 | 3750 | 18% | 675 | 4425 | UP/000085/25-26 | 2025-05-11 | Uploaded on 13.11.25
[5 empty] | Total |  |  |  | 46790
[5 empty] | GST 18% |  |  |  | 8422.2
[5 empty] | Grand Total |  |  |  | 55212.2 | [9 empty] | 55212.2
139 | 9200149221 | 2025-09-10 | ( AN04 ) HCL TECHNOLOGIES LIMITED | Service | Repair and replacement of 1KVA 12V 7AH UPS Battery, make-Exide | 11 | Nos | 1800 | 19800 | 11 | Nos | Challan | 135/0611.25 | 11 | 1800 | 19800 | 0% | 0 | 19800 | UP/000095/25-26 | 2025-09-12 | Uploaded on 26.12.25
|  |  |  | Service | Supply and fixing of float switch | 5 | Nos | 1780 | 8900 | 5 | Nos | Challan | 140/20.11.25 | 5 | 1780 | 8900 | 0% | 0 | 8900 | UP/000095/25-26 | 2025-09-12 | Uploaded on 26.12.25
|  |  |  | Service | Supply and fixing of 1.5 Sqmm X 3 Core Copper flexible cable, make: Polycab | 250 | Mtr | 145 | 36250 | 250 | Mtr | Challan | 140/20.11.25 | 250 | 145 | 36250 | 0% | 0 | 36250 | UP/000095/25-26 | 2025-09-12 | Uploaded on 26.12.25
|  |  |  | Service | Supply and installation of Digital water controller automation with Ganga pumps | 1 | Nos | 21500 | 21500 | 1 | Nos | Challan | 140/20.11.25 | 1 | 21500 | 21500 | 0% | 0 | 21500 | UP/000095/25-26 | 2025-09-12 | Uploaded on 26.12.25
|  |  |  | Service | Core Cutting with Fitting Arrangement as required | 5 | Job | 2800 | 14000 |  |  |  |  | 5 | 2800 | 14000 | 0% | 0 | 14000 | UP/000095/25-26 | 2025-09-12 | Uploaded on 26.12.25
|  |  |  | Service | Supply and fixing of 20mm conduit pipe | 200 | Mtr | 95 | 19000 | 200 | Mtr | Challan | 140/20.11.25 | 130 | 95 | 12350 | 0% | 0 | 12350 | UP/000095/25-26 | 2025-09-12 | Uploaded on 26.12.25
[5 empty] | Total |  |  |  | 119450
[5 empty] | GST 0% |  |  |  | 0
[5 empty] | Grand Total |  |  |  | 119450 | [9 empty] | 112800
140 | 8600060876 | 2025-10-10 | ( AN43 ) HCL TECHNOLOGIES LIMITED | Material | Ballcock Make: ROCA Model: Roca Inlet Assembly R9OE30005099 Selendra Plus Concealed Cistern | 5 | Nos | 900 | 4500 |  |  |  |  | 5 | 900 | 4500 | 18% | 810 | 5310 | UP/000079/25-26 | 31/10/2025 | Uploaded on 03.11.25
|  |  |  | Material | Bottle Trap Make: Jaguar Model: ALD-CHR-769L250X190 | 6 | Nos | 1400 | 8400 |  |  |  |  | 6 | 1400 | 8400 | 18% | 1512 | 9912 | UP/000079/25-26 | 31/10/2025 | Uploaded on 03.11.25
|  |  |  | Material | Angle Valve Make: Jaguar Jaguar AQT-CHR-3057 | 10 | Nos | 410 | 4100 |  |  |  |  | 10 | 410 | 4100 | 18% | 738 | 4838 | UP/000079/25-26 | 31/10/2025 | Uploaded on 03.11.25
|  |  |  | Material | Water tap Battery cover Make: Jaguar Model: Jaquar Water Tap Sensor Battery Box For Jaquar Sensor Faucet SNR-CHR-51021 | 6 | Nos | 2050 | 12300 |  |  |  |  | 6 | 2050 | 12300 | 18% | 2214 | 14514 | UP/000079/25-26 | 31/10/2025 | Uploaded on 03.11.25
|  |  |  | Material | Urinal connection pipe Make: generic Model: PVC Urinal Sensor Connection Outlet Pipe 6 Inch | 6 | Nos | 240 | 1440 |  |  |  |  | 6 | 240 | 1440 | 18% | 259.2 | 1699.2 | UP/000079/25-26 | 31/10/2025 | Uploaded on 03.11.25
|  |  |  | Material | Water tap connection pipe male/female 40" Make: jaguar Model: Jaquar 600 MM Long Braided Hose With M10X1 Nipple 15 MM Nut ALD CHR-801B | 10 | Nos | 210 | 2100 |  |  |  |  | 10 | 210 | 2100 | 18% | 378 | 2478 | UP/000079/25-26 | 31/10/2025 | Uploaded on 03.11.25
[5 empty] | Total |  |  |  | 32840
[5 empty] | GST 0% |  |  |  | 5911.2
[5 empty] | Grand Total |  |  |  | 38751.2 | [9 empty] | 38751.2
0
141 | 8600061035 | 16/10/2025 | ( IN31 ) HCL TECHNOLOGIES LIMITED | Material | Supply of Osram Constant Current LED Driver Optotronic 15W 150 Ma 220-240V LD 15/220-240/1A0 NFC | 8 | Nos | 1830 | 14640 |  |  |  |  | 8 | 1830 | 14640 | 18% | 2635.2 | 17275.2 | UP/000088/25-26 | 2025-06-11 | Uploaded on 10.11.25
[5 empty] | Total |  |  |  | 14640
[5 empty] | GST 18% |  |  |  | 2635.2
[5 empty] | Grand Total |  |  |  | 17275.2
0
142 | 8600061067 | 17/10/2025 | ( AN08 ) HCL TECHNOLOGIES LIMITED | Material | Rice light 15Mtrs length, color warm white | 250 | Nos | 60 | 15000 |  |  |  |  | 250 | 60 | 15000 | 18% | 2700 | 17700 | UP/000078/25-26 | 17/10/2025 | Uploaded on 28.10.25
|  |  |  | Material | Rice light 15Mtrs length, color Blue | 50 | Nos | 60 | 3000 |  |  |  |  | 50 | 60 | 3000 | 18% | 540 | 3540 | UP/000078/25-26 | 17/10/2025 | Uploaded on 28.10.25
|  |  |  | Material | Rope light 45 Mtrs length, color warm white along with connectors | 2 | Roll | 1600 | 3200 |  |  |  |  | 2 | 1600 | 3200 | 18% | 576 | 3776 | UP/000078/25-26 | 17/10/2025 | Uploaded on 28.10.25
|  |  |  | Material | PVC Cable clip 1inch(1pkt-100pcs) | 4 | Pkt | 85 | 340 |  |  |  |  | 4 | 85 | 340 | 18% | 61.2 | 401.2 | UP/000078/25-26 | 17/10/2025 | Uploaded on 28.10.25
|  |  |  | Material | PVC Cable clip ½ inch(1pkt-100pcs) | 4 | Pkt | 55 | 220 |  |  |  |  | 4 | 55 | 220 | 18% | 39.6 | 259.6 | UP/000078/25-26 | 17/10/2025 | Uploaded on 28.10.25
|  |  |  | Material | PVC Tape(1Box-30pcs) - Steelgrip | 1 | Box | 300 | 300 |  |  |  |  | 1 | 300 | 300 | 18% | 54 | 354 | UP/000078/25-26 | 17/10/2025 | Uploaded on 28.10.25
[5 empty] | Total |  |  |  | 22060
[5 empty] | GST 18% |  |  |  | 3970.8
[5 empty] | Grand Total |  |  |  | 26030.8 | [9 empty] | 26030.8
0
143 | 8600061189 | 24/10/2025 | ( AN43 ) HCL TECHNOLOGIES LIMITED | Material | Supply of inline fan, Make: Vents, Model-VSM -315(S) 295 w 1920 M3/h 2720min-1 | 1 | Nos | 10300 | 10300 |  |  |  |  | 1 | 10300 | 10300 | 18% | 1854 | 12154 | UP/000080/25-26 | 31/10/2025 | Uploaded on 03.11.25
[5 empty] | Total |  |  |  | 10300
[5 empty] | GST 18% |  |  |  | 1854
[5 empty] | Grand Total |  |  |  | 12154
0
144 | 8600061190 | 24/10/2025 | ( AN08 ) HCL TECHNOLOGIES LIMITED | Material | Electromagnetic Flow Meter Size: 50 mm (Make-Everest) (Inlet), Integral Display/ PTFE Lining , Product Code: ESI EMAG 50 I P, Flow Rate:- 1.41 to 84.82 m3/hr. | 1 | Nos | 24000 | 24000 |  |  |  |  | 1 | 24000 | 24000 | 18% | 4320 | 28320 | UP/000082/25-26 | 2025-04-11 | Uploaded on 10.11.25
|  |  |  | Material | Electromagnetic Flow Meter Size : 32 mm (Make-Everest) (Outlet) Integral Display/ PTFE Lining Product Code: ESI EMAG 32 I P, Flow Rate :- 0.58 to 34.91 m3/hr. | 1 | Nos | 22000 | 22000 |  |  |  |  | 1 | 22000 | 22000 | 18% | 3960 | 25960 | UP/000082/25-26 | 2025-04-11 | Uploaded on 10.11.25
[5 empty] | Total |  |  |  | 46000
[5 empty] | GST 18% |  |  |  | 8280
[5 empty] | Grand Total |  |  |  | 54280 | [9 empty] | 54280
145 | 9200151535 | 2025-11-11 | ( AN04 ) HCL TECHNOLOGIES LIMITED | Service | Removing the existing Glass door | 1 | Nos | 1100 | 1100 |  |  |  |  | 1 | 1100 | 1100 | 0% | 0 | 1100 | UP/000094/25-26 | 2025-08-12 | Uploaded on 19.12.25
|  |  |  | Service | Providing and fixing the 12mm thick toughned glass door | 1 | Nos | 14350 | 14350 | 1 | Nos | Challan | 151/1.12.25 | 1 | 14350 | 14350 | 0% | 0 | 14350 | UP/000094/25-26 | 2025-08-12 | Uploaded on 19.12.25
[5 empty] | Total |  |  |  | 15450
[5 empty] | GST 0% |  |  |  | 0
[5 empty] | Grand Total |  |  |  | 15450 | [9 empty] | 15450
146 | 9200151964 | 17/11/2025 | ( AN04 ) HCL TECHNOLOGIES LIMITED | Service | Supply and installation of 100mm X 3 mtrs MS electric pole including required material | 10 | Nos | 13100 | 131000 | 10 | Nos | Challan | 154/10.12.25 | 10 | 13100 | 131000 | 0% | 0 | 131000 | UP/000098/25-26 | 16/12/2025 | Uploaded on 12/01/2026
[5 empty] | Supply and fixing of 2.5 SqmmX 3 core cables (MakePolycab) | 100 | Mtr | 220 | 22000 | 100 | Mtr | Challan | 156/11.12.25 | 100 | 220 | 22000 | 0% | 0 | 22000 | UP/000098/25-26 | 16/12/2025 | Uploaded on 12/01/2026
[5 empty] | Cable end termination | 2 | Job | 1000 | 2000 |  |  |  |  | 2 | 1000 | 2000 | 0% | 0 | 2000 | UP/000098/25-26 | 16/12/2025 | Uploaded on 12/01/2026
[5 empty] | Fixing of existing lights | 10 | Nos | 750 | 7500 |  |  |  |  | 10 | 750 | 7500 | 0% | 0 | 7500 | UP/000098/25-26 | 16/12/2025 | Uploaded on 12/01/2026
[5 empty] | Dismantling of existing MS pole and all connection shifting to as direction by site engineer | 10 | Nos | 1500 | 15000 |  |  |  |  | 10 | 1500 | 15000 | 0% | 0 | 15000 | UP/000098/25-26 | 16/12/2025 | Uploaded on 12/01/2026
[5 empty] | Total |  |  |  | 177500
[5 empty] | GST 0% |  |  |  | 0
[5 empty] | Grand Total |  |  |  | 177500 | [9 empty] | 177500
147 | 9200152990 | 2025-02-12 | ( AN04 ) HCL TECHNOLOGIES LIMITED | Service | Digging of soil as per site requirement for Fire Pipeline Tracing — size approx. 5 ft (width) x 4 ft (depth) x 30 ft (length), including breaking of RCC (if any), excavation under/around existing pipeline or obstruction, and refilling the trench after completion of work | 600 | Cu.ft | 55 | 33000 |  |  |  |  | 600 | 55 | 33000 | 0% | 0 | 33000 | UP/000105/25-26 | 29/12/2025 | Uploaded on 19.02.2026
[5 empty] | Total |  |  |  | 33000
[5 empty] | GST 0% |  |  |  | 0
[5 empty] | Grand Total |  |  |  | 33000 | [9 empty] | 33000
148 | 9200153132 | 2025-04-12 | ( AN04 ) HCL TECHNOLOGIES LIMITED | Service | Supply and Installation of 50 mm C class MS Pipe with all required accessories like Elbow, Socket etc. | 20 | Feet | 505 | 10100 |  | Challan | 150/28.11.25 |  | 19 | 505 | 9595 | 0% | 0 | 9595 | UP/000096/25-26 | 2025-09-12 | Uploaded on 26.12.25
|  |  |  | Service | Supply and Installation of 65mm C class MS Pipe with all required accessories like Elbow, Socket etc. | 20 | Feet | 575 | 11500 |  |  |  |  | 17 | 575 | 9775 | 0% | 0 | 9775 | UP/000096/25-26 | 2025-09-12 | Uploaded on 26.12.25
|  |  |  | Service | Supply and installation of 50mm Butterfly Valve with flange and welding work (Make-Zoloto) | 1 | Nos | 6460 | 6460 |  |  |  |  | 1 | 6460 | 6460 | 0% | 0 | 6460 | UP/000096/25-26 | 2025-09-12 | Uploaded on 26.12.25
|  |  |  | Service | Supply and installation of Butterfly valve 80 mm as required complete with all accessories | 1 | Nos | 6840 | 6840 |  |  |  |  | 1 | 6840 | 6840 | 0% | 0 | 6840 | UP/000096/25-26 | 2025-09-12 | Uploaded on 26.12.25
|  |  |  | Service | Dismantling of existing 50 mm and 65 mm MS pipe with cutting welding fabrication and enamel painting work on new MS Pipeline | 1 | Job | 5225 | 5225 |  | Challan | 152/28.11.25 |  | 1 | 5225 | 5225 | 0% | 0 | 5225 | UP/000096/25-26 | 2025-09-12 | Uploaded on 26.12.25
[5 empty] | Core Cuttings 100 mm | 2 | Job | 5225 | 10450 |  |  |  |  | 2 | 5225 | 10450 | 0% | 0 | 10450 | UP/000096/25-26 | 2025-09-12 | Uploaded on 26.12.25
[5 empty] | Total |  |  |  | 50575
[5 empty] | GST 0% |  |  |  | 0
[5 empty] | Grand Total |  |  |  | 50575 | [9 empty] | 48345
149 | 9200153238 | 2025-05-12 | ( AN04 ) HCL TECHNOLOGIES LIMITED | Service | Supply & installation of Flag pulley including fitting/accessory | 1 | Nos | 8500 | 8500 | 1 | Nos | Challan | 172/19.1.26 | 1 | 8500 | 8500 | 0% | 0 | 8500 | UP/000112/25-26 | 2026-02-02 | Uploaded on 20.02.26
|  |  |  | Service | Hydra cost including the installation Charge | 1 | Job | 10000 | 10000 |  |  |  |  | 1 | 10000 | 10000 | 0% | 0 | 10000 | UP/000112/25-26 | 2026-02-02 | Uploaded on 20.02.26
[5 empty] | Total |  |  |  | 18500
[5 empty] | GST 0% |  |  |  | 0
[5 empty] | Grand Total |  |  |  | 18500 | [9 empty] | 18500
150 | 9200153514 | 2025-10-12 | ( AN04 ) HCL TECHNOLOGIES LIMITED | Service | Supply and Installation of Push bar lock (Model no: PHA 2000 1-Point modular) | 6 | Nos | 17130 | 102780 | 6 | Nos | Challan | 158/15.12.25 | 6 | 17130 | 102780 | 0% | 0 | 102780 | UP/000104/25-26 | 29/12/2025 | Uploaded on 08.01.2026
[5 empty] | Total |  |  |  | 102780
[5 empty] | GST 0% |  |  |  | 0
[5 empty] | Grand Total |  |  |  | 102780 | [9 empty] | 102780
151 | 9200154304 | 19/12/2025 | ( AN04 ) HCL TECHNOLOGIES LIMITED | Service | Jockey pump 15 hp motor winding charges with replacement of bearing set and rotor reconditioning | 1 | Job | 24400 | 24400 | 1 | Nos | Challan | 162/22.12.25 | 1 | 24400 | 24400 | 0% | 0 | 24400 | UP/000106/25-26 | 2026-02-01 | Uploaded on 19.02.26
[5 empty] | Total |  |  |  | 24400
[5 empty] | GST 0% |  |  |  | 0
[5 empty] | Grand Total |  |  |  | 24400 | [9 empty] | 24400
152 | 9200154632 | 23/12/2025 | ( AN08 ) HCL TECHNOLOGIES LIMITED | Service | Supply and installation of Air curtains (Model EAS6) with Sensor Air Curtain (2 Doors) With Siemens Contractor (Model- EX02) | 2 | Nos | 56800 | 113600 | 2 | Nos | Challan | 163/2.1.26 | 2 | 56800 | 113600 | 18% | 20448 | 134048 | UP/000107/25-26 | 2026-05-01 | Uploaded on 03.03.26
|  |  |  | Service | Supply and fixing of wooden framing with 18 mm board for air curtains | 2 | Job | 6000 | 12000 | 2 | Nos | Challan | 164/3.1.26 | 2 | 6000 | 12000 | 18% | 2160 | 14160 | UP/000107/25-26 | 2026-05-01 | Uploaded on 03.03.26
|  |  |  | Service | Supply and fixing 2.5 mm X 3 C Cu. flexible cable, make: Polycab/Finloex | 200 | Mtr | 145 | 29000 | 25 | Mtr | Challan | 164/3.1.26 | 25 | 145 | 3625 | 18% | 652.5 | 4277.5 | UP/000107/25-26 | 2026-05-01 | Uploaded on 03.03.26
[5 empty] | Total |  |  |  | 154600
[5 empty] | GST 18% |  |  |  | 27828
[5 empty] | Grand Total |  |  |  | 182428 | [9 empty] | 152485.5
153 | 8600062863 | 26/12/2025 | ( AN08 ) HCL TECHNOLOGIES LIMITED | Material | Supreme Lifeline Elbow CPVC 90 Degree 40 MM | 6 | Nos | 125 | 750 | 6 | Nos | Challan | 159/17.12.25 | 6 | 125 | 750 | 18% | 135 | 885 | UP/000103/25-26 | 27/12/2025 | Uploaded on 25.03.26
|  |  |  | Material | Supreme Elbow CPVC 90 Degree 50 MM | 5 | Nos | 256 | 1280 | 5 | Nos | Challan | 159/17.12.25 | 5 | 256 | 1280 | 18% | 230.4 | 1510.4 | UP/000103/25-26 | 27/12/2025 | Uploaded on 25.03.26
|  |  |  | Material | Supreme CPVC Tee 40 MM | 4 | Nos | 160 | 640 | 4 | Nos | Challan | 159/17.12.25 | 4 | 160 | 640 | 18% | 115.2 | 755.2 | UP/000103/25-26 | 27/12/2025 | Uploaded on 25.03.26
|  |  |  | Material | Supreme CPVC Socket 40 MM | 4 | Nos | 75 | 300 | 4 | Nos | Challan | 159/17.12.25 | 4 | 75 | 300 | 18% | 54 | 354 | UP/000103/25-26 | 27/12/2025 | Uploaded on 25.03.26
|  |  |  | Material | Supreme CPVC Socket 50 MM | 6 | Nos | 155 | 930 | 6 | Nos | Challan | 159/17.12.25 | 6 | 155 | 930 | 18% | 167.4 | 1097.4 | UP/000103/25-26 | 27/12/2025 | Uploaded on 25.03.26
|  |  |  | Material | Supreme PVC End Cap 40 MM | 2 | Nos | 55 | 110 | 2 | Nos | Challan | 159/17.12.25 | 2 | 55 | 110 | 18% | 19.8 | 129.8 | UP/000103/25-26 | 27/12/2025 | Uploaded on 25.03.26
|  |  |  | Material | Supreme CPVC Solvent Cement Medium Bodied 1000ml | 1 | Nos | 1080 | 1080 | 1 | Nos | Challan | 159/17.12.25 | 1 | 1080 | 1080 | 18% | 194.4 | 1274.4 | UP/000103/25-26 | 27/12/2025 | Uploaded on 25.03.26
[5 empty] | Total |  |  |  | 5090
[5 empty] | GST 18% |  |  |  | 916.2
[5 empty] | Grand Total |  |  |  | 6006.2 | [9 empty] | 6006.2
154 | 9200154982 | 29/12/2025 | ( AN08 ) HCL TECHNOLOGIES LIMITED | Service | Providing and fixing 12 mm thick plywood with 1 mm mica laminate finish for wall paneling, including all necessary materials, labor, and finishing (Make Century, Green ply, Marino) | 500 | Sqft | 355 | 177500 | 16 | Nos | Challan | 168/09.01.26 | 500 | 355 | 177500 | 18% | 31950 | 209450 | UP/000121/25-26 | 2026-11-03 | Uploaded on 25.03.26
[5 empty] | Total |  |  |  | 177500
[5 empty] | GST 18% |  |  |  | 31950
[5 empty] | Grand Total |  |  |  | 209450
0
155 | 9200155006 | 30/12/2025 | ( AN04 ) HCL TECHNOLOGIES LIMITED | Service | Supply and fixing 20W LED Batten Tube light Cool White, make: Philips/Havells | 120 | Nos | 220 | 26400 | 120 | Nos | Challan | 166/08.1.25 | 120 | 220 | 26400 | 0% | 0 | 26400 | UP/000120/25-26 | 2026-10-03 | Uploaded on 21.03.26
|  |  |  | Service | Supply and fixing 1.5 Sq mm 3 Core Cu. flexible cable, make: Polycab | 500 | Mtr | 105 | 52500 | 500 | Mtr | Challan | 166/08.1.25 | 500 | 105 | 52500 | 0% | 0 | 52500 | UP/000120/25-26 | 2026-10-03 | Uploaded on 21.03.26
|  |  |  | Service | Supply and fixing PVC Conduit Pipe-25mm | 500 | Mtr | 80 | 40000 | 500 | Mtr | Challan | 170/15.1.25 | 500 | 80 | 40000 | 0% | 0 | 40000 | UP/000120/25-26 | 2026-10-03 | Uploaded on 21.03.26
|  |  |  | Service | Supply and fixing 16 Amp combined box, make: Anchor, model-14310 | 60 | Nos | 176 | 10560 | 60 | Nos | Challan | 166/08.1.25 | 60 | 176 | 10560 | 0% | 0 | 10560 | UP/000120/25-26 | 2026-10-03 | Uploaded on 21.03.26
|  |  | Work done | Service | Gypsum cutting and refixing with painting | 500 | Sqft | 218 | 109000 | plastic paint-10 Ltr, POP-10 Kg |  | Challan | 157/08.07.26 | 500 | 218 | 109000 | 0% | 0 | 109000 | UP/000034/26-27 | 13/07/2026 | Uploaded on 04.08.26
[5 empty] | Total |  |  |  | 238460
[5 empty] | GST 0% |  |  |  | 0
[5 empty] | Grand Total |  |  |  | 238460 | [9 empty] | 238460
156 | 9200155196 | 31/12/2025 | ( AN04 ) HCL TECHNOLOGIES LIMITED | Service | Supply & Installation of 5 mm Chequered plate (Apollo/ Jindal/ Surya) | 450 | Sqft | 547 | 246150 | 352 | Sqft | Challan | 182/04.02.26 | 442 | 547 | 241774 | 0% | 0 | 241774 | UP/000122/25-26 | 2026-11-03 | Uploaded on 27.3.26
|  |  |  | Service | Supply & Installation of 40x40x5 mm MS Angle (Apollo/ Jindal/ Surya) | 1650 | Rft | 139 | 229350 | 730 | Rft | Challan | 182/04.02.26 | 870 | 139 | 120930 | 0% | 0 | 120930 | UP/000122/25-26 | 2026-11-03 | Uploaded on 27.3.26
|  |  |  | Service | Dismantling and shifting of glass wool insulation in Basement–1, including labour charges, loading and unloading | 14 | Job | 1200 | 16800 |  |  |  |  | 14 | 1200 | 16800 | 0% | 0 | 16800 | UP/000122/25-26 | 2026-11-03 | Uploaded on 27.3.26
|  |  |  | Service | Debris shifting from inside the campus to outside the campus, including loading, unloading and labour charges | 2 | Trolly | 2500 | 5000 |  |  |  |  | 2 | 2500 | 5000 | 0% | 0 | 5000 | UP/000122/25-26 | 2026-11-03 | Uploaded on 27.3.26
|  |  |  | Service | Cutting labeling and repairing of Kota Stone and PCC | 250 | Rft | 75 | 18750 |  |  |  |  | 250 | 75 | 18750 | 0% | 0 | 18750 | UP/000122/25-26 | 2026-11-03 | Uploaded on 27.3.26
|  |  |  | Service | Supply and fixing of 16 mm anchor fastner or 16 mm sharya fastner as require for suitable | 150 | Nos | 70 | 10500 |  |  |  |  | 150 | 70 | 10500 | 0% | 0 | 10500 | UP/000122/25-26 | 2026-11-03 | Uploaded on 27.3.26
|  |  |  | Service | Providing and applying Red-Oxide on Chequered plate and Angle | 900 | Sqft | 8 | 7200 | 4 | Ltr | Challan | 183/04.02.26 | 900 | 8 | 7200 | 0% | 0 | 7200 | UP/000122/25-26 | 2026-11-03 | Uploaded on 27.3.26
|  |  |  | Service | Providing and applying Enamel paint on Chequered plate and Angle | 900 | Sqft | 23 | 20700 |  |  |  |  | 900 | 23 | 20700 | 0% | 0 | 20700 | UP/000122/25-26 | 2026-11-03 | Uploaded on 27.3.26
[5 empty] | Total |  |  |  | 554450
[5 empty] | GST 0% |  |  |  | 0
[5 empty] | Grand Total |  |  |  | 554450 | [9 empty] | 441654
157 | 8100022449 | 2026-02-01 | ( AN04 ) HCL TECHNOLOGIES LIMITED | Service | Dismantling of existing Gym rubber mat flooring and shifting to basement | 1500 | Sqft | 25 | 37500 |  |  |  |  | 990 | 25 | 24750 | 18% | 4455 | 29205 | UP/000111/25-26 | 2026-02-02 | Uploaded on 10.03.2026
|  |  |  | Material | Providing & Fixing 10mm thick Gym Rubber Mat Floor Tiles with adhesive including floor repairing wherever required , with 1 year warranty Makes- Fab Floorings India Pvt Ltd/Amazing Floors | 1500 | Sqft | 95 | 142500 | 1500 | Sqft | Challan | 178/27.1.26 | 1500 | 95 | 142500 | 18% | 25650 | 168150 | UP/000111/25-26 | 2026-02-02 | Uploaded on 10.03.2026
[5 empty] | Total |  |  |  | 180000
[5 empty] | GST 18% |  |  |  | 32400
[5 empty] | Grand Total |  |  |  | 212400 | [9 empty] | 197355
158 | 8100022452 | 2026-02-01 | ( AG15 ) HCL TECHNOLOGIES LIMITED - Gurgaon | Material | SUPPLY OF 12 V, 100 AH, SEALED LEAD ACID BATTERY EXIDE POWER SAFE PLUS, warranty-03years | 2 | Nos | 13200 | 26400 |  |  |  |  | 2 | 13200 | 26400 | 18% | 4752 | 31152 | UP/000108/25-26 | 2026-10-01 | Uploaded on 30.01.26
|  |  |  | Service | SERVICING AND REPAIRING OF, MICROTEK 1600 VA/1275W INVERTER, WITH MINOR SPARES | 1 | Job | 3500 | 3500 |  |  |  |  | 1 | 3500 | 3500 | 18% | 630 | 4130 | UP/000109/25-26 | 2026-12-01 | Uploaded on 30.01.26
[5 empty] | Total |  |  |  | 29900
[5 empty] | GST 18% |  |  |  | 5382
[5 empty] | Grand Total |  |  |  | 35282 | [9 empty] | 35282
159 | 9200155357 | 2026-05-01 | ( AN04 ) HCL TECHNOLOGIES LIMITED | Service | Supply & Installation of Hanging Light 15 Watt, make:Havells, model:UNECO | 2 | Nos | 3099 | 6198 | Not supplied
|  |  |  | Service | Supply & Installation of Light Sensor,make: MK,model:K5017 | 2 | Nos | 3360 | 6720 | 2 | Nos | Challan | 167/08.01.26 | 2 | 3360 | 6720 | 0% | 0 | 6720 | UP/000135/25-26 | 23/3/2026 | Uploaded on 03.04.26
|  |  |  | Service | Supply & Installation of Led Driver,make:Osram,model: Optronic 15W 150 Ma 220-240V LD 15/220-240/1A0 NFC | 2 | Nos | 2515 | 5030 | 2 | Nos | Challan | 167/08.01.26 | 2 | 2515 | 5030 | 0% | 0 | 5030 | UP/000135/25-26 | 23/3/2026 | Uploaded on 03.04.26
[5 empty] | Total |  |  |  | 17948
[5 empty] | GST 0% |  |  |  | 0 | [9 empty] | 11750
[5 empty] | Grand Total |  |  |  | 17948
0
160 | 9200155658 | 2026-09-01 | ( AN04 ) HCL TECHNOLOGIES LIMITED | Service | Charges for lifting and shifting of air washer units and replacement of damaged MS & GI body parts depend on unit size | 1 | Nos | 15200 | 15200 |  |  |  |  | 1 | 15200 | 15200 | 0% | 0 | 15200 | UP/000131/25-26 | 20/3/2026 | Uploaded on 03.04.26
|  |  |  | Service | Charges for supply and installation of 0.5HP monoblock pumps depend on the pump model, location, labor, and fittings (Make: -Crompton/Havells) | 1 | Nos | 6800 | 6800 | 1 | Nos | Challan | 174/20.1.26 | 1 | 6800 | 6800 | 0% | 0 | 6800 | UP/000131/25-26 | 20/3/2026 | Uploaded on 03.04.26
|  |  |  | Service | Charges for providing and fixing a 150mm thick cellulose pad eliminator (Size 6X4 feet) with approx. 88-89% water distribution efficiency, including GI sheet as required | 1 | Job | 22000 | 22000 | 3 | Nos | Challan | 173/19.1.26 | 1 | 22000 | 22000 | 0% | 0 | 22000 | UP/000131/25-26 | 20/3/2026 | Uploaded on 03.04.26
|  |  |  | Service | Providing, fabrication and fixing 22-gauge GI duct for exhaust (approx. 185 Sqft) | 2 | Job | 8800 | 17600 |  |  |  |  | 2 | 8800 | 17600 | 0% | 0 | 17600 | UP/000131/25-26 | 20/3/2026 | Uploaded on 03.04.26
|  |  |  | Service | Providing, fabrication and fixing MS 2 mm jali on exhaust fan inside for safety (Size-2.5' X 2') | 2 | Job | 3200 | 6400 |  |  |  |  | 2 | 3200 | 6400 | 0% | 0 | 6400 | UP/000131/25-26 | 20/3/2026 | Uploaded on 03.04.26
|  |  | Challan 132/25.05.26 | Service | Providing and fixing of Metro Sheet with MS Structure (Size 14'X8') including civil and all complete work | 1 | Job | 30000 | 30000 | 2 | Nos | Challan | 214/10.03.26, 132/25.05.26 Metro Sheet-80Sqft, Square Pipe 2"X2"X3mm 20 Ft. Length-2nos, Square Pipe 2"X1"X3mm 20 Ft. Length-6nos | 1 | 9643 | 9643 | 0% | 0 | 9643 | UP/000131/25-26 | 20/3/2026 | Uploaded on 03.04.26
|  |  |  | Service | Providing and fixing fresh Air filter (Size-2'X2') | 6 | Nos | 2800 | 16800 | 6 | Nos | Challan | 175/22.1.26 | 6 | 2800 | 16800 | 0% | 0 | 16800 | UP/000131/25-26 | 20/3/2026 | Uploaded on 03.04.26
[5 empty] | Total |  |  |  | 114800 | MS Angle 70 | Feet | Challan | 222/16.3.26
[5 empty] | GST 0% |  |  |  | 0
[5 empty] | Grand Total |  |  |  | 114800 | [9 empty] | 94443
161 | 9200155744 | 2026-12-01 | ( AN08 ) HCL TECHNOLOGIES LIMITED | Service | Carefully dismantling and removing the existing stone/marble flooring/wall cladding without damaging the surrounding structure | 500 | Sqft | 83 | 41500 | Cement-7, Dust-50ft |  | Challan | 184/2.2.26 | 492 | 83 | 40836 | 18% | 7350.48 | 48186.48 | UP/000123/25-26 | 2026-11-03 | Uploaded on 25.3.26
|  |  |  | Service | Supplying and fixing Sadar Ali stone of 16 to 18 mm thickness in flooring and wall areas as directed, using approved quality stone with uniform texture and free from visible defects. The stone shall be fixed over the prepared surface using suitable adhesive or cement mortar, ensuring proper alignment of all joints, which shall be neatly filled with matching grout | 500 | Sqft | 175 | 87500 | 500 | Sqft | Challan | 185/2.2.26 | 492 | 175 | 86100 | 18% | 15498 | 101598 | UP/000123/25-26 | 2026-11-03 | Uploaded on 25.3.26
|  |  | Work not done | Service | Debris and waste material shall be removed from the site | 5 | Trip | 3200 | 16000 | [6 empty] | 0 | 18% | 0 | 0
[5 empty] | Total |  |  |  | 145000
[5 empty] | GST 18% |  |  |  | 26100
[5 empty] | Grand Total |  |  |  | 171100 | [9 empty] | 149784.48
0
162 | 9200155755 | 20/2/2026 | ( AN08 ) HCL TECHNOLOGIES LIMITED | Service | Providing & installting MS Railing for Barrication of VRF Units (2" dia MS Hollow pipe ) with all required hardwares and paint finish ( MS Barricate with Horizontal members supports also ) ( 5'*3') | 7 | Nos | 4200 | 29400 | 7 | Nos | Challan | 211/02.03.26 | 7 | 4200 | 29400 | 18% | 5292 | 34692 | UP/000124/25-26 | 2026-11-03 | Uploaded on 25.3.26
|  | PO Changed |  | Service | Providing & installting MS Railing for Barrication of VRF Units (2" MS Hollow pipe ) with all required plates and hardwares and paint finish ( MS Barricate U Type with Horizontal members supports also ) ( 7'*3') | 1 | Nos | 6000 | 6000 | 1 | Nos | Challan | 211/02.03.26 | 1 | 6000 | 6000 | 18% | 1080 | 7080 | UP/000124/25-26 | 2026-11-03 | Uploaded on 25.3.26
|  |  |  | Service | RCC Pedestal for MS Pipe Support (300*300mm) | 16 | Nos | 1750 | 28000 |  |  |  |  | 16 | 1750 | 28000 | 18% | 5040 | 33040 | UP/000124/25-26 | 2026-11-03 | Uploaded on 25.3.26
[5 empty] | Total |  |  |  | 63400
[5 empty] | GST 18% |  |  |  | 11412
[5 empty] | Grand Total |  |  |  | 74812 | [9 empty] | 74812
163 | 9200155896 | 13/01/2025 | ( AN04 ) HCL TECHNOLOGIES LIMITED | Service | Providing and fixing of fan light 12 mm Toughened glass (Make Saint-Gobain) | 32 | Sqft | 445 | 14240 | 32 | Sqft | Challan | 176/23.1.26 | 32 | 445 | 14240 | 0% | 0 | 14240 | UP/000110/25-26 | 27/01/2026 | Uploaded on 03.02.2026
|  |  |  | Service | Existing fan light glass dismantles and shifting to as directions by engineer | 32 | Sqft | 50 | 1600 |  |  |  |  | 32 | 50 | 1600 | 0% | 0 | 1600 | UP/000110/25-26 | 27/01/2026 | Uploaded on 03.02.2026
[5 empty] | Exiting glass dismantle and refixing | 2 | Nos | 3450 | 6900 |  |  |  |  | 2 | 3450 | 6900 | 0% | 0 | 6900 | UP/000110/25-26 | 27/01/2026 | Uploaded on 03.02.2026
[5 empty] | Total |  |  |  | 22740
[5 empty] | GST % |  |  |  | 0
[5 empty] | Grand Total |  |  |  | 22740 | [9 empty] | 22740
163 | 9200156113 | 16/01/2026 | ( AN08 ) HCL TECHNOLOGIES LIMITED | Service | Supply & installation of Wooden shelf | 12 | Sqft | 430 | 5160
| Order cancelled by client |  |  | Service | Supply & installation of Lacquered glass with wooden bidding Size 3 ft 10 inch x 3 ft | 16 | Sqft | 968 | 15488
[5 empty] | Total |  |  |  | 20648
[5 empty] | GST 18% |  |  |  | 3716.64
[5 empty] | Grand Total |  |  |  | 24364.64
164 | 9200156299 | 20/01/2026 | ( AN04 ) HCL TECHNOLOGIES LIMITED | Service | Removing the existing balcony door for alignment | 10 | Nos | 760 | 7600 |  |  |  |  | 10 | 760 | 7600 | 0% | 0 | 7600 | UP/000136/25-26 | 27/03/2026 | Uploaded on 23.04.26
|  |  |  | Service | Fixing the available door after alignment | 10 | Nos | 2450 | 24500 |  |  |  |  | 10 | 2450 | 24500 | 0% | 0 | 24500 | UP/000136/25-26 | 27/03/2026 | Uploaded on 23.04.26
|  |  |  | Service | Removing the existing handle/lock from the door | 10 | Nos | 295 | 2950 | 10 | Nos | Challan | 177/27.01.26 | 10 | 295 | 2950 | 0% | 0 | 2950 | UP/000136/25-26 | 27/03/2026 | Uploaded on 23.04.26
|  |  |  | Service | Providing and fixing the Handle with cylindrical lock.(make Standard) | 10 | Nos | 1930 | 19300 | 10 | Nos | Challan | 177/27.01.26 | 10 | 1930 | 19300 | 0% | 0 | 19300 | UP/000136/25-26 | 27/03/2026 | Uploaded on 23.04.26
|  |  |  | Service | Providing and fixing the square bidding | 350 | Rft | 58 | 20300 | [6 empty] | 0 | 0% | 0 | 0
|  |  |  | Service | Providing and fixing the heavy type door hinges(make - Standard) | 60 | Nos | 645 | 38700 | [6 empty] | 0 | 0% | 0 | 0
|  |  |  | Service | Painting work with Duco Paint | 500 | Sqft | 78 | 39000 | 4 | Ltr | Challan | 181/02.02.26 | 485 | 78 | 37830 | 0% | 0 | 37830 | UP/000136/25-26 | 27/03/2026 | Uploaded on 23.04.26
[5 empty] | Total |  |  |  | 152350
[5 empty] | GST 0% |  |  |  | 0
[5 empty] | Grand Total |  |  |  | 152350 | [9 empty] | 92180
165 | 8600063412 | 20/01/2026 | ( IN04 ) HCL TECHNOLOGIES LIMITED | Material | Providing and fixing 10mm acrylic sheet with aluminium framing box type | 150 | Sqft | 572 | 85800
| PO Cancelled |  |  | Material | Providing and fixing signage made out by acrylic sheet with led glow (size 3.5 x 1 feet) | 1 | Nos | 43200 | 43200
[5 empty] | Total |  |  |  | 129000
[5 empty] | GST 0% |  |  |  | 0
[5 empty] | Grand Total |  |  |  | 129000
166 | 9200157017 | 30/01/2026 | ( AN04 ) HCL TECHNOLOGIES LIMITED | Service | Providing and fixing 5 mm acrylic sheet, size approx. 1250 x 750 mm, including dismantling and refixing of aluminum beading | 36 | Nos | 3620 | 130320 | 1 | Nos | Challan | 193/23.2.26 | 36 | 3620 | 130320 | 0% | 0 | 130320 | UP/000116/25-26 | 2026-02-03 | Uploaded on 16.3.26
[5 empty] | Total |  |  |  | 130320 | 36 | Nos | Challan | 195/23.2.26
[5 empty] | GST 0% |  |  |  | 0
[5 empty] | Grand Total |  |  |  | 130320 | [9 empty] | 130320
0
168 | 9200157160 | 2026-02-02 | ( AN04 ) HCL TECHNOLOGIES LIMITED | Service | Dismantling the damaged kota | 250 | Sqft | 45 | 11250 |  |  |  |  | 250 | 45 | 11250 | 0% | 0 | 11250 | UP/000009/26-27 | 22/04/2026 | Uploaded on 21.05.26
|  |  |  | Service | Providing and fixing the SS railing 304 | 20 | Rft | 1450 | 29000 | 20 | Rft | Challan | 101/10.04.26 | 20 | 1450 | 29000 | 0% | 0 | 29000 | UP/000009/26-27 | 22/04/2026 | Uploaded on 21.05.26
|  |  |  | Service | Providing and fixing the SS strip of 1"wide, 304 | 20 | Rft | 140 | 2800 | 2 | Rft | Challan | 101/10.04.26 | 20 | 140 | 2800 | 0% | 0 | 2800 | UP/000009/26-27 | 22/04/2026 | Uploaded on 21.05.26
|  |  |  | Service | Providing and fixing the SS support for SS Hand rail, 304 | 5 | Nos | 1450 | 7250 | 5 | Nos | Challan | 101/10.04.26 | 5 | 1450 | 7250 | 0% | 0 | 7250 | UP/000009/26-27 | 22/04/2026 | Uploaded on 21.05.26
|  |  |  | Service | Providing and fixing the Kota skirting | 50 | Rft | 175 | 8750 | 50 | Sqft | Challan | 232/25.3.26 | 50 | 175 | 8750 | 0% | 0 | 8750 | UP/000009/26-27 | 22/04/2026 | Uploaded on 21.05.26
|  |  |  | Service | Providing and fixing the Staircase Kota | 200 | Sqft | 175 | 35000 | 200 | Sqft | Challan | 232/25.3.26 | 200 | 175 | 35000 | 0% | 0 | 35000 | UP/000009/26-27 | 22/04/2026 | Uploaded on 21.05.26
|  |  |  | Service | Providing and fixing the Double Fire door hardwares and door Alignment is also included (Hardware: -door closer,panic bar,lever handle, Dead lock,Tower bolt) | 10 | Nos | 35500 | 355000 | 10 | Set | Challan | 100/07.04.26 | 10 | 35500 | 355000 | 0% | 0 | 355000 | UP/000009/26-27 | 22/04/2026 | Uploaded on 21.05.26
|  |  |  | Service | Providing and fixing the vision glass on Fire door | 3 | Nos | 3500 | 10500 | 3 | Nos | Challan | 101/10.4.26 | 3 | 3500 | 10500 | 0% | 0 | 10500 | UP/000009/26-27 | 22/04/2026 | Uploaded on 21.05.26
|  |  |  | Service | Tractor trolly for debris removal from campus | 2 | Trip | 3800 | 7600 | Cement-4, Dust-30 ft |  | Challan | 234/27.3.26 | 2 | 3800 | 7600 | 0% | 0 | 7600 | UP/000009/26-27 | 22/04/2026 | Uploaded on 21.05.26
[5 empty] | Total |  |  |  | 467150
[5 empty] | GST 0% |  |  |  | 0
[5 empty] | Grand Total |  |  |  | 467150 | [9 empty] | 467150
0
169 | 9200157261 | 2026-02-02 | ( IN04 ) HCL TECHNOLOGIES LIMITED | Service | Providing and fixing 10mm acrylic sheet with aluminium framing box type | 150 | Sqft | 572 | 85800 | 150 | Sqft | Challan | 216/12.3.26 | 150 | 572 | 85800 | 0% | 0 | 85800 | UP/000130/25-26 | 20/03/2026 | Uploaded on 31.03.2025
|  |  |  | Service | Providing and fixing signage made out by acrylic sheet with led glow (size 3.5 x 1 feet) | 1 | Nos | 43200 | 43200 | 1 | Nos | Challan | 215/11.3.26 | 1 | 43200 | 43200 | 0% | 0 | 43200 | UP/000130/25-26 | 20/03/2026 | Uploaded on 31.03.2025
[5 empty] | Total |  |  |  | 129000
[5 empty] | GST 0% |  |  |  | 0 | [9 empty] | 129000
[5 empty] | Grand Total |  |  |  | 129000
170 | 9200157469 | 2026-04-02 | ( AN08 ) HCL TECHNOLOGIES LIMITED | Service | Providing and applying red enamel paint on polycarbonate 5000 ltr. water tank | 2 | Nos | 4250 | 8500 | Paint 3 L, Tarpin 1L |  | Challan | 184/13.2.26 | 2 | 4250 | 8500 | 18% | 1530 | 10030 | UP/000113/25-26 | 20/02/2026 | Uploaded on 21.03.26
|  |  |  | Service | Marking on tank | 11 | Nos | 280 | 3080 |  |  | Challan | 190/19.2.26 | 11 | 280 | 3080 | 18% | 554.4 | 3634.4 | UP/000113/25-26 | 20/02/2026 | Uploaded on 21.03.26
[5 empty] | Total |  |  |  | 11580
[5 empty] | GST 18% |  |  |  | 2084.4
[5 empty] | Grand Total |  |  |  | 13664.4 | [9 empty] | 13664.4
171 | 8500039584 | 2026-04-02 | ( AN08 ) HCL TECHNOLOGIES LIMITED | Material | Biggie Bean Bag 4XL Bean Bag Chair with Beans Filled-Bean Bag Sofa with Footrest-4XL Bean Bags | 2 | Nos | 5570 | 11140 |  |  |  |  | 2 | 5570 | 11140 | 18% | 2005.2 | 13145.2 | UP/000114/25-26 | 2026-02-27 | Uploaded on 16.03.26
[5 empty] | Total |  |  |  | 11140
[5 empty] | GST 18% |  |  |  | 2005.2
[5 empty] | Grand Total |  |  |  | 13145.2 | [9 empty] | 13145.2
172 | 8600063901 | 2025-06-02 | ( AN43 ) HCL TECHNOLOGIES LIMITED | Material | Supply and fixing of 2.5 mm X 3 C Cu. flexible cable, make: Polycab/Havells | 225 | Mtr | 180 | 40500 | 225 | Mtr | Challan | 188/12/2/26
| PO Cancelled due to Material categery new po. No-9200160448 |  |  | Material | Supply and fixing of 16amp Raw power point(1x socket + 1xswitch),make-Honeywell(MK) is required at all 5 locations | 5 | Nos | 980 | 4900 | 5 | Set | Challan | 188/12/2/26
|  |  |  | Material | Supply and fixing of 32Amp ABB(SP) required to be supplied & fixing at DB) | 5 | Nos | 180 | 900 | 5 | Nos | Challan | 188/12/2/26
[5 empty] | Total |  |  |  | 46300
[5 empty] | GST 18% |  |  |  | 0
[5 empty] | Grand Total |  |  |  | 46300
173 | 9200159411 | 2026-02-03 | ( AN04 ) HCL TECHNOLOGIES LIMITED | Service | Removing & Refixing the new Mosquito mesh in existing framing .(Size-2000x1580mm | 9 | Nos | 6000 | 54000 | 250 | Sqft | Challan | 194/23.2.25 | 9 | 6000 | 54000 | 0% | 0 | 54000 | UP/000117/25-26 | 2026-03-03 | Uploaded on 20.03.26
| 8600063926 | Cancelled due to goods to service categary |  | Service | Removing & Refixing the new Mosquito mesh in existing framing.(Size-2020x720mm | 9 | Nos | 4000 | 36000 | 125 | Sqft | Challan | 194/23.2.25 | 9 | 4000 | 36000 | 0% | 0 | 36000 | UP/000117/25-26 | 2026-03-03 | Uploaded on 20.03.26
|  |  |  | Service | Apply the Duco paint on existing framing | 450 | Rft | 28 | 12600 | 4 | Ltr | Challan | 212/02.03.26 | 450 | 28 | 12600 | 0% | 0 | 12600 | UP/000117/25-26 | 2026-03-03 | Uploaded on 20.03.26
[5 empty] | Total |  |  |  | 102600
[5 empty] | GST 0% |  |  |  | 0
[5 empty] | Grand Total |  |  |  | 102600 | [9 empty] | 102600
174 | 9200157891 | 2026-10-02 | ( AN04 ) HCL TECHNOLOGIES LIMITED | Service | Providing and fixing 10 sq mm 4 core Cu. Armoured cable, Make - Polycab | 150 | Mtr | 850 | 127500 | 150 | Mtr | Challan | 210/02.03.26 | 150 | 850 | 127500 | 0% | 0 | 127500 | UP/000119/25-26 | 2026-09-03 | Uploaded on 21.03.26
|  |  |  | Service | Providing and fixing of 10-way TPN DB, Make - Schneider / ABB | 1 | Nos | 4000 | 4000 | 1 | Nos | Challan | 210/02.03.26 | 1 | 4000 | 4000 | 0% | 0 | 4000 | UP/000119/25-26 | 2026-09-03 | Uploaded on 21.03.26
|  |  |  | Service | Providing and fixing of 63 Amp TPN, Make - Schneider / ABB | 1 | Nos | 1700 | 1700 | 1 | Nos | Challan | 210/02.03.26 | 1 | 1700 | 1700 | 0% | 0 | 1700 | UP/000119/25-26 | 2026-09-03 | Uploaded on 21.03.26
|  |  |  | Service | Providing and fixing 10 Amp SP MCB, Make - Schneider / ABB | 30 | Nos | 180 | 5400 | 30 | Nos | Challan | 210/02.03.26 | 30 | 180 | 5400 | 0% | 0 | 5400 | UP/000119/25-26 | 2026-09-03 | Uploaded on 21.03.26
|  |  |  | Service | Installation and Terminations-10 Sqmm X 4 Core Copper Armoured Cable Terminations Including Double Compressor Cable Glands, Lugs, Cotton Tapes, PVC Tapes etc., complete | 1 | Job | 2500 | 2500 | 2 | Nos | Challan | 210/02.03.26 | 1 | 2500 | 2500 | 0% | 0 | 2500 | UP/000119/25-26 | 2026-09-03 | Uploaded on 21.03.26
[5 empty] | Total |  |  |  | 141100
[5 empty] | GST 0% |  |  |  | 0
[5 empty] | Grand Total |  |  |  | 141100 | [9 empty] | 141100
175 | 8100023062 | 2026-12-02 | ( AN08 ) HCL TECHNOLOGIES LIMITED | Material | Supply of Energy meter MODEL L&T WL 400010 With enclosure Size 300X300 x200, 3 no CT, and MCB with complete wiring | 11 | Nos | 8996 | 98956 |  |  |  |  | 11 | 8996 | 98956 | 18% | 17812.08 | 116768.08 | UP/000118/25-26 | 2026-03-03 | Uploaded on 16.3.26
|  |  |  | Material | Providing of TPN DB 18 way complete set with TPN and MCB,make:ABB/L&T | 1 | Nos | 35520 | 35520 |  |  |  |  | 1 | 35520 | 35520 | 18% | 6393.6 | 41913.6 | UP/000115/25-26 | 2026-02-03 | Uploaded on 16.3.26
|  |  |  | Material | Providing of SPN DB 6 Way complete set with DP and MCB,make:ABB/L&T | 2 | Nos | 3087 | 6174 |  |  |  |  | 2 | 3087 | 6174 | 18% | 1111.32 | 7285.32 | UP/000115/25-26 | 2026-02-03 | Uploaded on 16.3.26
|  |  |  | Material | Providing of 4mmx3 C Cu. flexible cable,make:Polycab/Havells | 200 | Mtr | 245 | 49000 |  |  |  |  | 200 | 245 | 49000 | 18% | 8820 | 57820 | UP/000115/25-26 | 2026-02-03 | Uploaded on 16.3.26
|  |  |  | Material | Providing of 6 mm single core wire,make:Polycab/Havells | 100 | Mtr | 118 | 11800 |  |  |  |  | 100 | 118 | 11800 | 18% | 2124 | 13924 | UP/000115/25-26 | 2026-02-03 | Uploaded on 16.3.26
|  |  |  | Material | Providing of MCB 6A,make:ABB/L&T | 24 | Nos | 120 | 2880 | [5 empty] | 120 | 0 | 18% | 0 | 0
|  |  |  | Material | Providing of CT 60/5, make: Standard | 24 | Nos | 200 | 4800 | [5 empty] | 200 | 0 | 18% | 0 | 0
|  |  |  | Service | Providing and fixing of 25mm conduit pipe as require ceiling, wall | 200 | Mtr | 84 | 16800 | [5 empty] | 84 | 0 | 18% | 0 | 0
|  |  |  | Service | Fixing of 6mmX 1 core wire with flexible pipes or conduit pipes | 100 | Mtr | 20 | 2000 | [5 empty] | 20 | 0 | 18% | 0 | 0
|  |  |  | Service | Old DB dismantle and re-wiring | 11 | Nos | 800 | 8800 | [5 empty] | 800 | 0 | 18% | 0 | 0
|  |  |  | Service | Panel cutting and meter installation with MCCB, CT, PT, and wiring | 6 | Job | 600 | 3600 | [5 empty] | 600 | 0 | 18% | 0 | 0
|  |  |  | Service | Meter installation with enclosure 300X300X200 mm | 11 | Nos | 570 | 6270 | [5 empty] | 570 | 0 | 18% | 0 | 0
|  |  |  | Service | Testing commissioning and Programing of energy meter | 17 | Nos | 200 | 3400 | [5 empty] | 200 | 0 | 18% | 0 | 0
[5 empty] | Total |  |  |  | 250000
[5 empty] | GST 18% |  |  |  | 45000
[5 empty] | Grand Total |  |  |  | 295000 | [9 empty] | 237711
176 | 8600064087 | 13/02/2026 | ( AN43 ) HCL TECHNOLOGIES LIMITED | Material | Supply of Door closer Make- Hafele, DCL110 | 6 | Nos | 4250 | 25500 |  |  |  |  | 6 | 4250 | 25500 | 18% | 4590 | 30090 | UP/000125/25-26 | 13/3/2026 | Uploaded on 16.3.26
|  |  |  | Material | Supply of Drawer chenal Screw 500g Make- Local | 1 | Nos | 780 | 780 |  |  |  |  | 1 | 780 | 780 | 18% | 140.4 | 920.4 | UP/000125/25-26 | 13/3/2026 | Uploaded on 16.3.26
|  |  |  | Material | Supply of Drawer lock set patti Make- Local 12 Inch | 100 | Nos | 455 | 45500 |  |  |  |  | 100 | 455 | 45500 | 18% | 8190 | 53690 | UP/000125/25-26 | 13/3/2026 | Uploaded on 16.3.26
|  |  |  | Material | Supply of Door hinges ( L Bihari ) Make- Hafele | 24 | Nos | 455 | 10920 |  |  |  |  | 24 | 455 | 10920 | 18% | 1965.6 | 12885.6 | UP/000125/25-26 | 13/3/2026 | Uploaded on 16.3.26
|  |  |  | Material | Supply of Drawer Square lock Make- Ebco E-SQLI-22M | 25 | Nos | 170 | 4250 |  |  |  |  | 25 | 170 | 4250 | 18% | 765 | 5015 | UP/000125/25-26 | 13/3/2026 | Uploaded on 16.3.26
|  |  |  | Material | Supply of Gypsum Screw Make- Local 1/2 Inch | 1 | Pkt | 435 | 435 |  |  |  |  | 1 | 435 | 435 | 18% | 78.3 | 513.3 | UP/000125/25-26 | 13/3/2026 | Uploaded on 16.3.26
|  |  |  | Material | Supply of Gypsum Screw Make- Local 1 Inch | 1 | Pkt | 455 | 455 |  |  |  |  | 1 | 455 | 455 | 18% | 81.9 | 536.9 | UP/000125/25-26 | 13/3/2026 | Uploaded on 16.3.26
|  |  |  | Material | Supply of Gypsum Screw Make- Local 1.5 Inch | 1 | Pkt | 715 | 715 |  |  |  |  | 1 | 715 | 715 | 18% | 128.7 | 843.7 | UP/000125/25-26 | 13/3/2026 | Uploaded on 16.3.26
|  |  |  | Material | Supply of Gypsum Screw Make- Local 2 Inch | 1 | Pkt | 845 | 845 |  |  |  |  | 1 | 845 | 845 | 18% | 152.1 | 997.1 | UP/000125/25-26 | 13/3/2026 | Uploaded on 16.3.26
|  |  |  | Material | Supply of Pidilite | 1 | Nos | 380 | 380 |  |  |  |  | 1 | 380 | 380 | 18% | 68.4 | 448.4 | UP/000125/25-26 | 13/3/2026 | Uploaded on 16.3.26
[5 empty] | Total |  |  |  | 89780
[5 empty] | GST 18% |  |  |  | 16160.4
[5 empty] | Grand Total |  |  |  | 105940.4 | [9 empty] | 105940.4
177 | 9200158730 | 20/02/2026 | ( AN04 ) HCL TECHNOLOGIES LIMITED | Service | Laying and fixing of 4-inch MS C-Class Pipe including with bends, joints, supporting structure, testing etc complete as required | 110 | Mtr | 100 | 11000 |  |  | Challan | 138/02.06.2026 | 107 | 100 | 10700 | 0% | 0 | 10700 | UP/000033/26-27 | 2026-08-07 | Uploaded on 14.08.26
|  |  | 2 | Service | Laying and fixing of 3-inch MS C-Class Pipe including with bends, joints, supporting structure, testing etc complete as required | 145 | Mtr | 100 | 14500 | 4 | Nos | Challan | 136/26.5.26 | 96 | 100 | 9600 | 0% | 0 | 9600 | UP/000033/26-27 | 2026-08-07 | Uploaded on 14.08.26
|  |  | 3 | Service | Laying and fixing of 65mm MS C-Class Pipe including with bends, joints, supporting structure, testing etc complete as required | 20 | Mtr | 100 | 2000 | 2 | Nos | Challan | 136/26.5.26 | 12 | 100 | 1200 | 0% | 0 | 1200 | UP/000033/26-27 | 2026-08-07 | Uploaded on 14.08.26
|  |  | 4 | Service | Laying and fixing of 50mm MS C-Class Pipe including with bends, joints, supporting structure, testing etc complete as required | 40 | Mtr | 100 | 4000 | 5 | Nos | Challan | 136/26.5.26 | 10 | 100 | 1000 | 0% | 0 | 1000 | UP/000033/26-27 | 2026-08-07 | Uploaded on 14.08.26
|  |  | 5 | Service | Installation of 100mm PRV with required hardware and accessories | 2 | Job | 100 | 200 |  |  | Challan | 139/03.06.26 | 2 | 100 | 200 | 0% | 0 | 200 | UP/000033/26-27 | 2026-08-07 | Uploaded on 14.08.26
|  |  | 6 | Service | Installation of 80mm PRV with required hardware and accessories | 2 | Job | 100 | 200 |  |  |  |  | 2 | 100 | 200 | 0% | 0 | 200 | UP/000033/26-27 | 2026-08-07 | Uploaded on 14.08.26
|  |  | 7 | Service | Installation of 100mm MS nipple with required hardware and accessories | 15 | Job | 100 | 1500 |  |  |  |  | 15 | 100 | 1500 | 0% | 0 | 1500 | UP/000033/26-27 | 2026-08-07 | Uploaded on 14.08.26
|  |  | 8 | Service | Installation of 80mm MS nipple with required hardware and accessories | 15 | Job | 100 | 1500 |  |  |  |  | 15 | 100 | 1500 | 0% | 0 | 1500 | UP/000033/26-27 | 2026-08-07 | Uploaded on 14.08.26
|  |  | 9 | Service | Installation of Butterfly valve and flange, including | 110 | Job | 100 | 11000 |  |  |  |  | 91 | 100 | 9100 | 0% | 0 | 9100 | UP/000033/26-27 | 2026-08-07 | Uploaded on 14.08.26
|  |  | 10 | Service | Installation of Ball valves with proper alignment, testing and commissioning | 7 | Job | 100 | 700 |  |  |  |  | 6 | 100 | 600 | 0% | 0 | 600 | UP/000033/26-27 | 2026-08-07 | Uploaded on 14.08.26
|  |  | 11 | Service | Dismantling of chequered 2X2 Feet plate including stacking and disposal as directed by site engineer | 15 | Job | 100 | 1500 |  |  |  |  | 15 | 100 | 1500 | 0% | 0 | 1500 | UP/000033/26-27 | 2026-08-07 | Uploaded on 14.08.26
|  |  | 12 | Service | Dismantling of RCC floor 2X2 Feet including stacking and disposal as directed by site engineer | 15 | Mtr | 100 | 1500 |  |  |  |  | 15 | 100 | 1500 | 0% | 0 | 1500 | UP/000033/26-27 | 2026-08-07 | Uploaded on 14.08.26
|  |  | 13 | Service | Providing and applying 2 coats of enamel paint on MS pipes including surface preparation, priming and finishing | 255 | Mtr | 21 | 5355 |  |  |  |  | 225 | 21 | 4725 | 0% | 0 | 4725 | UP/000033/26-27 | 2026-08-07 | Uploaded on 14.08.26
|  |  | 14 | Service | Providing and applying 2 coats of red oxide on MS pipes including surface preparation, priming and finishing | 255 | Mtr | 18 | 4590 |  |  |  |  | 225 | 18 | 4050 | 0% | 0 | 4050 | UP/000033/26-27 | 2026-08-07 | Uploaded on 14.08.26
|  |  | 15 | Service | Charges for making the MS Header using 3- and 4-inch MS Pipe, flange, elbow, MTA, Nipple, reducer, nipple, primer etc. complete as required | 30 | Job | 1000 | 30000 | CPVC FLANGE 80MM-5 nos,CPVC ELBOW 80MM-5nos, CPVC TEE 80MM-5nos,CPVC BUSH 80X65MM-10nos, | Lot | Challan | 136/29.5.26 | 30 | 1000 | 30000 | 0% | 0 | 30000 | UP/000033/26-27 | 2026-08-07 | Uploaded on 14.08.26
|  |  | 16 | Service | Supply and fixing of CPVC nipple, elbow, reducer and other supportive hardware’s and accessories for domestic line | 16 | Job | 400 | 6400 | CPVC UNION 50MM-10nos, CPVC SOCKET 50MM-10nos, CPVC TEE 50MM-5nos, CPVC ELBOW 50MM-5nos, | Lot | Challan | 136/29.5.26 | 15 | 400 | 6000 | 0% | 0 | 6000 | UP/000033/26-27 | 2026-08-07 | Uploaded on 14.08.26
|  |  | 17 | Service | Supply and fixing of CPVC nipple, elbow, reducer and other supportive hardware’s and accessories for flushing line | 16 | Mtr | 298 | 4768 |  |  |  |  | 15 | 298 | 4470 | 0% | 0 | 4470 | UP/000033/26-27 | 2026-08-07 | Uploaded on 14.08.26
|  |  | 18 | Service | Dismantling the old existing MS pipeline | 315 | Job | 150 | 47250 | Badarpur, rodi, cement |  | Challan | 147/19.6.26 | 225 | 150 | 33750 | 0% | 0 | 33750 | UP/000033/26-27 | 2026-08-07 | Uploaded on 14.08.26
|  |  | 19 | Service | Dismantling of existing 80mm and 50mm CPVC line | 15 | Job | 145 | 2175 |  |  |  |  | 15 | 145 | 2175 | 0% | 0 | 2175 | UP/000033/26-27 | 2026-08-07 | Uploaded on 14.08.26
|  |  | 20 | Service | Removal of debris from Tower-6 to outside the campus by tractor | 2 | Trolly | 2500 | 5000 |  |  |  |  | 1 | 2500 | 2500 | 0% | 0 | 2500 | UP/000033/26-27 | 2026-08-07 | Uploaded on 14.08.26
|  |  | 21 | Service | Removal of waste MS and CPVC Material from Tower- 6 to scrap yard by tractor | 4 | Trolly | 2500 | 10000 |  |  |  |  | 4 | 2500 | 10000 | 0% | 0 | 10000 | UP/000033/26-27 | 2026-08-07 | Uploaded on 14.08.26
[5 empty] | Total |  |  |  | 165138
[5 empty] | GST 0% |  |  |  | 0
[5 empty] | Grand Total |  |  |  | 165138 | [9 empty] | 136270
178 | 9200158735 | 20/02/2026 | ( AN04 ) HCL TECHNOLOGIES LIMITED | Service | Providing and fixing of 50x50x3 mm Apollo steel paneling- Supplying, cutting, and fixing MS Apollo steel square tube sections of size 50x50 mm with 3 ans 50x25 with 3mm thickness, including welding, grinding, and painting | 464 | Kg | 171 | 79344 | 464 | Kg | Challan | 223/17.3.26 | 460 | 171 | 78660 | 0% | 0 | 78660 | UP/000001/26-27 | 2026-02-04 | Uploaded on 13.04.2026
|  |  |  | Service | Providing and fixing of 200x200x10 mm MS plate (approx. 85 kg) -Supplying and fixing MS base plates of size 200x200 mm and 10 mm thickness (approximate weight 85 kg per plate), including drilling, welding, and anchoring | 10 | Nos | 2375 | 23750 | 10 | Nos | Challan | 218/13.3.26 | 10 | 2375 | 23750 | 0% | 0 | 23750 | UP/000001/26-27 | 2026-02-04 | Uploaded on 13.04.2026
|  |  |  | Service | Supplying and installing of approved fasteners of suitable size and grade for structural anchoring, including drilling, cleaning, and grouting as per manufacturer's specifications | 40 | Nos | 333 | 13320 | 50 | Nos | Challan | 218/13.3.26 | 40 | 333 | 13320 | 0% | 0 | 13320 | UP/000001/26-27 | 2026-02-04 | Uploaded on 13.04.2026
|  |  |  | Service | Supplying and fixing pre-coated galvanized iron (GI) Metro profile sheets for cladding, including all necessary fixtures, overlaps, ridge cover, and sealing | 740 | Sqft | 105 | 77700 | 740 | Sqft | Challan | 223/17.3.26 | 690 | 105 | 72450 | 0% | 0 | 72450 | UP/000001/26-27 | 2026-02-04 | Uploaded on 13.04.2026
|  |  |  | Service | Providing and fixing 9-inch brick wall 1 feet | 80 | Rft | 266 | 21280 | 200 | Nos | Challan | 236/30.3.26 | 65 | 266 | 17290 | 0% | 0 | 17290 | UP/000001/26-27 | 2026-02-04 | Uploaded on 13.04.2026
|  |  |  | Service | Providing and Applying sand plastering | 400 | Sqft | 76 | 30400 | 4 | Ltr | Challan | 223/23.3.26 | 120 | 76 | 9120 | 0% | 0 | 9120 | UP/000001/26-27 | 2026-02-04 | Uploaded on 13.04.2026
|  |  |  | Service | Providing and Applying enamel painting | 500 | Sqft | 23 | 11500 | 4 | Ltr | Challan | 223/23.3.26 | 500 | 23 | 11500 | 0% | 0 | 11500 | UP/000001/26-27 | 2026-02-04 | Uploaded on 13.04.2026
|  |  |  | Service | Providing and Fixing of RCC 1'x1.5' For MS Colum Filling | 10 | Nos | 1710 | 17100 | Dust, Rodi, Cement |  | Challan | 230/24.3.26 | 10 | 1710 | 17100 | 0% | 0 | 17100 | UP/000001/26-27 | 2026-02-04 | Uploaded on 13.04.2026
[5 empty] | Total |  |  |  | 274394
[5 empty] | GST 0% |  |  |  | 0
[5 empty] | Grand Total |  |  |  | 274394 | [9 empty] | 243190
179 | 8600064358 | 24/02/2026 | ( AN04 ) HCL TECHNOLOGIES LIMITED | Material | Supplying of 4-inch MS C-Class Pipes, 5.4mm thick conforming to IS:1239- Jindal/Hissar | 110 | Mtr | 1050 | 115500 |  |  |  |  | 110 | 1050 | 115500 | 0% | 0 | 115500 | UP/000128/25-26 | 19/3/2026 | Uploaded on 27.3.26
|  |  |  | Material | Supplying of 3-inch MS C-Class Pipes, 4.5mm thick conforming to IS:1239- Jindal/Hissar | 145 | Mtr | 728 | 105560 |  |  |  |  | 145 | 728 | 105560 | 0% | 0 | 105560 | UP/000128/25-26 | 19/3/2026 | Uploaded on 27.3.26
|  |  |  | Material | Supplying of 65mm MS C-Class Pipes, conforming to IS:1239- Jindal/Hissar | 20 | Mtr | 595 | 11900 |  |  |  |  | 20 | 595 | 11900 | 0% | 0 | 11900 | UP/000128/25-26 | 19/3/2026 | Uploaded on 27.3.26
|  |  |  | Material | Supplying of 50mm MS C-Class Pipes, conforming to IS:1239- Jindal/Hissar | 40 | Mtr | 456 | 18240 |  |  |  |  | 40 | 456 | 18240 | 0% | 0 | 18240 | UP/000004/26-27 | 15/04/2026 | Uploaded on 23.4.26
|  |  |  | Material | Supplying of 100mm Pressure reducing valve (PRV) - Zoloto/Sant | 2 | Nos | 41458 | 82916 |  |  |  |  | 2 | 41458 | 82916 | 0% | 0 | 82916 | UP/000128/25-26 | 19/3/2026 | Uploaded on 27.3.26
|  |  |  | Material | Supplying of 80mm Pressure reducing valve (PRV) - Zoloto/Sant | 2 | Nos | 20397 | 40794 |  |  |  |  | 2 | 20397 | 40794 | 0% | 0 | 40794 | UP/000128/25-26 | 19/3/2026 | Uploaded on 27.3.26
|  |  |  | Material | Supplying of 100mm MS Nipple | 2 | Nos | 357 | 714 |  |  |  |  | 2 | 357 | 714 | 0% | 0 | 714 | UP/000128/25-26 | 19/3/2026 | Uploaded on 27.3.26
|  |  |  | Material | Supplying of 80mm MS Nipple | 2 | Nos | 198 | 396 |  |  |  |  | 2 | 198 | 396 | 0% | 0 | 396 | UP/000128/25-26 | 19/3/2026 | Uploaded on 27.3.26
|  |  |  | Material | Supplying of 100mm CI Butterfly valve including all accessories and hardware - Audco | 5 | Nos | 6300 | 31500 |  |  |  |  | 5 | 6300 | 31500 | 0% | 0 | 31500 | UP/000128/25-26 | 19/3/2026 | Uploaded on 27.3.26
|  |  |  | Material | Supplying of 80mm CI Butterfly valve including all accessories and hardware - Audco | 55 | Nos | 4380 | 240900 |  |  |  |  | 55 | 4380 | 240900 | 0% | 0 | 240900 | UP/000128/25-26 | 19/3/2026 | Uploaded on 27.3.26
|  |  |  | Material | Supplying of 50mm CI Butterfly valve including all accessories and hardware - Audco | 50 | Nos | 3650 | 182500 |  |  |  |  | 50 | 3650 | 182500 | 0% | 0 | 182500 | UP/000128/25-26 | 19/3/2026 | Uploaded on 27.3.26
|  |  |  | Material | Supplying of 100mm MS Flange including all accessories and hardware as required - Reputed | 20 | Nos | 410 | 8200 |  |  |  |  | 20 | 410 | 8200 | 0% | 0 | 8200 | UP/000128/25-26 | 19/3/2026 | Uploaded on 27.3.26
|  |  |  | Material | Supplying of 80mm MS Flange valve including all accessories and hardware as required - Reputed | 85 | Nos | 260 | 22100 |  |  |  |  | 85 | 260 | 22100 | 0% | 0 | 22100 | UP/000128/25-26 | 19/3/2026 | Uploaded on 27.3.26
|  |  |  | Material | Supplying of 50mm MS Flange valve including all accessories and hardware as required - Reputed | 70 | Nos | 200 | 14000 |  |  |  |  | 70 | 200 | 14000 | 0% | 0 | 14000 | UP/000128/25-26 | 19/3/2026 | Uploaded on 27.3.26
|  |  |  | Material | Supplying of 25mm CS Ball valve including all accessories and hardware as required - Audco | 7 | Nos | 3110 | 21770 |  |  |  |  | 7 | 3110 | 21770 | 0% | 0 | 21770 | UP/000128/25-26 | 19/3/2026 | Uploaded on 27.3.26
|  |  |  | Material | Supplying of 25mm ARV including all accessories and hardware as required - Zoloto/Sant | 5 | Nos | 1165 | 5825 |  |  |  |  | 5 | 1165 | 5825 | 0% | 0 | 5825 | UP/000128/25-26 | 19/3/2026 | Uploaded on 27.3.26
|  |  |  | Material | Supplying of 25mm MTA including all accessories and hardware as required - Reputed make | 4 | Nos | 328 | 1312 |  |  |  |  | 4 | 328 | 1312 | 0% | 0 | 1312 | UP/000128/25-26 | 19/3/2026 | Uploaded on 27.3.26
|  |  |  | Material | Supplying of 100mm MS elbow | 5 | Nos | 335 | 1675 |  |  |  |  | 5 | 335 | 1675 | 0% | 0 | 1675 | UP/000128/25-26 | 19/3/2026 | Uploaded on 27.3.26
|  |  |  | Material | Supplying of 80mm MS elbow | 20 | Nos | 200 | 4000 |  |  |  |  | 20 | 200 | 4000 | 0% | 0 | 4000 | UP/000128/25-26 | 19/3/2026 | Uploaded on 27.3.26
|  |  |  | Material | Supplying of 50mm MS elbow | 30 | Nos | 85 | 2550 |  |  |  |  | 30 | 85 | 2550 | 0% | 0 | 2550 | UP/000128/25-26 | 19/3/2026 | Uploaded on 27.3.26
|  |  |  | Material | Supplying of 25mm MS nipple | 5 | Nos | 50 | 250 |  |  |  |  | 5 | 50 | 250 | 0% | 0 | 250 | UP/000128/25-26 | 19/3/2026 | Uploaded on 27.3.26
|  |  |  | Material | Supplying of 50mm CPVC Flange- Supreme | 35 | Nos | 386 | 13510 |  |  |  |  | 35 | 386 | 13510 | 0% | 0 | 13510 | UP/000014/26-27 | 2026-02-06 | Uploaded on 22.06.26
|  |  |  | Material | Supply of nut, bolt, washer and hardware of required size and material | 70 | Kg | 125 | 8750 |  |  |  |  | 70 | 125 | 8750 | 0% | 0 | 8750 | UP/000128/25-26 | 19/3/2026 | Uploaded on 27.3.26
[5 empty] | Total |  |  |  | 934862
[5 empty] | GST 0% |  |  |  | 0
[5 empty] | Grand Total |  |  |  | 934862 | [9 empty] | 934862
180 | 9200159269 | 27/02/2026 | ( IN21 ) HCL TECHNOLOGIES LIMITED | Service | Dismantling & repairing the floor from cement mortar | 20 | Rft | 305 | 6100 |  |  |  |  | 15 | 305 | 4575 | 0% | 0 | 4575 | UP/000133/25-26 | 23/3/2026 | Uploaded on 03.04.26
|  |  |  | Service | Removing & Refixing the carpet | 60 | Sqft | 28 | 1680 |  |  |  |  | 46 | 28 | 1288 | 0% | 0 | 1288 | UP/000133/25-26 | 23/3/2026 | Uploaded on 03.04.26
|  |  |  | Service | Providing and fixing the wire manager on table | 1 | Nos | 500 | 500 | 1 | Nos | Challan | 221/18.3.26 | 1 | 500 | 500 | 0% | 0 | 500 | UP/000133/25-26 | 23/3/2026 | Uploaded on 03.04.26
|  |  |  | Service | Providing and laying the 100x50mm GI Raceway for data cables | 12 | Rft | 640 | 7680 | 12 | Rft | Challan | 221/18.3.26 | 12 | 640 | 7680 | 0% | 0 | 7680 | UP/000133/25-26 | 23/3/2026 | Uploaded on 03.04.26
|  |  |  | Service | Providing and Laying the 40mm thick conduit for Data cables | 8 | Rft | 90 | 720 | 8 | Rft | Challan | 221/18.3.26 | 8 | 90 | 720 | 0% | 0 | 720 | UP/000133/25-26 | 23/3/2026 | Uploaded on 03.04.26
|  |  |  | Service | Cutting the table for fixing the Data Plate | 1 | Nos | 750 | 750 |  |  |  |  | 1 | 750 | 750 | 0% | 0 | 750 | UP/000133/25-26 | 23/3/2026 | Uploaded on 03.04.26
[5 empty] | Total |  |  |  | 17430
[5 empty] | GST 0% |  |  |  | 0
[5 empty] | Grand Total |  |  |  | 17430 | [9 empty] | 15513
0
181 | 9200159413 | 2026-02-03 | ( AN04 ) HCL TECHNOLOGIES LIMITED | Service | Providing and fixing of 10 mm Toughened glass with 8 no hole size 25x59 inches | 1 | Nos | 5200 | 5200 | 1 | Nos | Challan | 102/13.04.26 | 1 | 5200 | 5200 | 0% | 0 | 5200 | UP/000005/26-27 | 15/04/2026 | Uploaded on 11.05.26
|  |  |  | Service | Providing and fixing of 10 mm Toughened glass with 8 no hole size 25x47 inches | 1 | Nos | 4750 | 4750 | 1 | Nos | Challan | 102/13.04.26 | 1 | 4750 | 4750 | 0% | 0 | 4750 | UP/000005/26-27 | 15/04/2026 | Uploaded on 11.05.26
|  |  |  | Service | Providing and fixing of 10 mm Toughened glass with 8 no hole size 25x51 inches | 1 | Nos | 4900 | 4900 | 1 | Nos | Challan | 102/13.04.26 | 1 | 4900 | 4900 | 0% | 0 | 4900 | UP/000005/26-27 | 15/04/2026 | Uploaded on 11.05.26
|  |  |  | Service | Lifting shifting charges for ground floor to 3rd floor terrace | 3 | Job | 1200 | 3600 |  |  |  |  | 3 | 1200 | 3600 | 0% | 0 | 3600 | UP/000005/26-27 | 15/04/2026 | Uploaded on 11.05.26
|  |  |  | Service | Dismantle of existing glass and shifting to as direction of side Engineer | 3 | Job | 850 | 2550 |  |  |  |  | 3 | 850 | 2550 | 0% | 0 | 2550 | UP/000005/26-27 | 15/04/2026 | Uploaded on 11.05.26
[5 empty] | Total |  |  |  | 21000
[5 empty] | GST 0% |  |  |  | 0
[5 empty] | Grand Total |  |  |  | 21000 | [9 empty] | 21000
182 | 9200159580 | 2026-03-03 | ( AN08 ) HCL TECHNOLOGIES LIMITED | Service | Supply and fixing of wall tiles 300mmX 600mm or 300mmX450mm with civil work in at in new cup room , thick bed of cement mortar 1:3 (1Cement:3 coarse sand), joint to be field with grouted sealant with group cutting as per required. (Tiles shed exists match subject in market availability)Make- kajaria/Somany) | 350 | Sqft | 260 | 91000 | 34 | Box | Challan | 112/07.05.26, 115/08.5.26 | 294 | 260 | 76440 | 18% | 13759.2 | 90199.2 | UP/000017/26-27 | 2026-02-06 | Uploaded on 24.07.2026
|  |  |  | Service | Supply and fixing of floor tiles 600mmX 600mm after repairing of floor with civil work in at in new cup room, thick bed of cement mortar 1:3(1Cement:3 coarse sand) ,joint to be field with grouted sealant with group cutting as per required .(Tiles shed exists match subject in market availability)Make- kajaria/Somany | 150 | Sqft | 280 | 42000 | 9 | Box | Challan | 112/07.05.26 | 110.96 | 280 | 31068.8 | 18% | 5592.384 | 36661.184 | UP/000017/26-27 | 2026-02-06 | Uploaded on 24.07.2026
|  |  |  | Service | Labor charges for fixing of granite stone with molding polishing work on wash basin counter (granite stone provide by HCL) | 100 | Sqft | 190 | 19000 |  |  |  |  | 53 | 190 | 10070 | 18% | 1812.6 | 11882.6 | UP/000017/26-27 | 2026-02-06 | Uploaded on 24.07.2026
|  |  |  | Service | Supply and fixing 304 Grade Stainless Steel Single Bowl With Drain board Kitchen Sink including waste pipe (Make- Nirali/Neelkanth/ Hindware)18X24 | 1 | Nos | 15800 | 15800 | 1 | Nos | Challan | 127/21.05.26 | 1 | 15800 | 15800 | 18% | 2844 | 18644 | UP/000017/26-27 | 2026-02-06 | Uploaded on 24.07.2026
|  |  |  | Service | Supply and fixing of 20mm CPVC pipe with elbow, socket, tee, Solvent etc.(Make -supreme) | 20 | Rft | 750 | 15000 | 20 | Feet | Challan | 217/13.3.26 | 20 | 750 | 15000 | 18% | 2700 | 17700 | UP/000017/26-27 | 2026-02-06 | Uploaded on 24.07.2026
|  |  |  | Service | Supply and fixing of MTA 20mm(Make -supreme) | 4 | Nos | 325 | 1300 | 4 | Nos | Challan | 217/13.3.26 | 4 | 325 | 1300 | 18% | 234 | 1534 | UP/000017/26-27 | 2026-02-06 | Uploaded on 24.07.2026
|  |  |  | Service | Supply and fixing of MTA 20mm(Make -supreme) | 4 | Nos | 325 | 1300 |  |  | Challan | 217/13.3.26 | 4 | 325 | 1300 | 18% | 234 | 1534 | UP/000017/26-27 | 2026-02-06 | Uploaded on 24.07.2026
|  |  |  | Service | Supply and fixing of 20mm female brass elbow (Make -supreme) | 6 | Nos | 175 | 1050 | 6 | Nos | Challan | 217/13.3.26 | 6 | 175 | 1050 | 18% | 189 | 1239 | UP/000017/26-27 | 2026-02-06 | Uploaded on 24.07.2026
|  |  |  | Service | Supply and fixing of Sink Mixer with Raised ‘J’ Shaped Swinging Spout (Wall Mounted Model) with Connecting Legs & Wall Flanges(Make- Jaquar CON-CHR-319KN) | 2 | Nos | 5000 | 10000 | 2 | Nos | Challan | 127/21.05.26 | 2 | 5000 | 10000 | 18% | 1800 | 11800 | UP/000017/26-27 | 2026-02-06 | Uploaded on 24.07.2026
|  |  |  | Service | Supply and fixing of angle Valve(Make -Jaquar) | 4 | Nos | 986 | 3944 | 4 | Nos | Challan | 127/21.05.26 | 4 | 986 | 3944 | 18% | 709.92 | 4653.92 | UP/000017/26-27 | 2026-02-06 | Uploaded on 24.07.2026
|  |  |  | Service | Supply and fixing of SS drain jali 100mm (Make -Jaquar/ Equivalent) | 3 | Nos | 910 | 2730 | 4 | Nos | Challan | 127/21.05.26 | 3 | 910 | 2730 | 18% | 491.4 | 3221.4 | UP/000017/26-27 | 2026-02-06 | Uploaded on 24.07.2026
|  |  |  | Service | Supply and fixing of PVC connection pipe | 6 | Nos | 225 | 1350 | 6 | Nos | Challan | 127/21.05.26 | 6 | 225 | 1350 | 18% | 243 | 1593 | UP/000017/26-27 | 2026-02-06 | Uploaded on 24.07.2026
|  |  |  | Service | Labor charges for fixing PVC Pipe and fitting for water drain pipe and fitting Provide by HCL) | 1 | Job | 6500 | 6500 |  |  |  |  | 1 | 6500 | 6500 | 18% | 1170 | 7670 | UP/000017/26-27 | 2026-02-06 | Uploaded on 24.07.2026
|  |  |  | Service | Labor charges for fixing Geyser (Geyser and electrical point provided by HCL) | 1 | Job | 2500 | 2500 | [5 empty] | 2500 | 0 | 18% | 0 | 0
|  |  |  | Service | Supply and fixing of PHILIPS 18W LED Square Star Surface Flush Mount Ceiling Lamp (Natural White) | 4 | Nos | 1180 | 4720 | 4 | Nos | Challan | 127/21.05.26 | 4 | 1180 | 4720 | 18% | 849.6 | 5569.6 | UP/000017/26-27 | 2026-02-06 | Uploaded on 24.07.2026
|  |  |  | Service | Supply and fixing of switch, batten and wire for lights ( ROMA) | 1 | Job | 4500 | 4500 |  |  | Challan | 127/21.05.26 | 1 | 4500 | 4500 | 18% | 810 | 5310 | UP/000017/26-27 | 2026-02-06 | Uploaded on 24.07.2026
|  |  |  | Service | G.I ducting fabrication mild steeliness G.I Sheet Make TATA/Bhushan/ thickness 22 Gauge G.I Sheet inside hanging support and fastener, nut-bolt with threading rod, Flinch gas kit labour and material complete work(size-300mmX300mm) | 60 | Sqft | 375 | 22500 | [5 empty] | 375 | 0 | 18% | 0 | 0
|  |  |  | Service | Supply and fixing of Exhaust Fan - 300 mm (Make-Crompton Greaves) | 1 | Nos | 3200 | 3200 | 1 | Nos | Challan | 127/21.05.26 | 1 | 3200 | 3200 | 18% | 576 | 3776 | UP/000017/26-27 | 2026-02-06 | Uploaded on 24.07.2026
|  |  |  | Service | Putty (JK Birla) old base | 1000 | Sqft | 12 | 12000 | 5 | Kg | Challan | 127/21.05.26 | 114 | 12 | 1368 | 18% | 246.24 | 1614.24 | UP/000017/26-27 | 2026-02-06 | Uploaded on 24.07.2026
|  |  |  | Service | Plastic Paint (Asian, Dulex, Berger) old base | 1000 | Sqft | 23 | 23000 | 1 | Ltr | Challan | 127/21.05.26 | 725 | 23 | 16675 | 18% | 3001.5 | 19676.5 | UP/000017/26-27 | 2026-02-06 | Uploaded on 24.07.2026
[5 empty] | Total |  |  |  | 283394
[5 empty] | GST 18% |  |  |  | 51010.92
[5 empty] | Grand Total |  |  |  | 334404.92 | [6 empty] | 207015.8 |  |  | 244278.644
183 | 8100023444 | 2025-05-03 | ( AN04 ) HCL TECHNOLOGIES LIMITED | Material | Providing of Electromagnetic Water Flow Meter 6410 Dia 25mm, warranty-01year | 3 | Nos | 44275 | 132825 |  |  |  |  | 3 | 44275 | 132825 | 0% | 0 | 132825 | UP/000127/25-26 | 17/3/2026 | Uploaded on 23.03.26
|  |  |  | Sevice | Fixing of Electromagnetic Water Flow Meter 6410 Dia 25mm | 1 | Nos | 3500 | 3500 |  |  |  |  | 1 | 3500 | 3500 | 0% | 0 | 3500 | UP/000134/25-26 | 23/3/2026 | Uploaded on 03.04.26
[5 empty] | Total |  |  |  | 136325
[5 empty] | GST 0% |  |  |  | 0
[5 empty] | Grand Total |  |  |  | 136325 | [9 empty] | 136325
184 | 8600064697 | 2026-06-03 | AN08 ) HCL TECHNOLOGIES LIMITED | Material | Open And Closed Safety Sign Board PVC Sticker (Rectangle, 6-inch X 2 inch) | 100 | Nos | 190 | 19000
|  |  |  | Material | Stools SS pipe Legs with cushion size height 18-inch rounds 14 inch for Multi-Purpose Seating | 4 | Nos | 1850 | 7400
|  |  |  | Material | Supply and fixing of 18 mm board with mica finish self 18x12 inch foldable type with hydraulic all complete at washroom | 8 | Nos | 2159 | 17272 | 8 | Nos | Challan | 124/18.05.26 | 8 | 2159 | 17272 | 18% | 3108.96 | 20380.96 | UP/000036/26-27 | 13/07/2026
[5 empty] | Total |  |  |  | 43672
[5 empty] | GST 18% |  |  |  | 7860.96
[5 empty] | Grand Total |  |  |  | 51532.96
185 | 8600064728 | 2026-07-03 | ( AN04 ) HCL TECHNOLOGIES LIMITED | Material | Bathla make Industry use Ladder, Height- 6 Feet (Model No-SS 3006) | 2 | Nos | 20640 | 41280 |  |  |  |  | 2 | 20640 | 41280 | 18% | 7430.4 | 48710.4 | UP/000003/26-27 | 15/04/2026 | Uploaded on 27.04.26
|  |  |  | Material | Bathla makes Industry use Deluxe Self-Supporting Ladder, Height-12 Feet (Model No-DS 2012) | 2 | Nos | 65293 | 130586 |  |  |  |  | 2 | 65293 | 130586 | 18% | 23505.48 | 154091.48 | UP/000003/26-27 | 15/04/2026 | Uploaded on 27.04.26
|  |  |  | Material | Bathla makes Tower Tiltable Ladder Min. Door Size 2.30M (H) by 1.68M (B) (Model No-TX 1124) | 1 | Nos | 239414 | 239414 |  |  |  |  | 1 | 239414 | 239414 | 18% | 43094.52 | 282508.52 | UP/000003/26-27 | 15/04/2026 | Uploaded on 27.04.26
[5 empty] | Total |  |  |  | 411280
[5 empty] | GST 18% |  |  |  | 74030.4
[5 empty] | Grand Total |  |  |  | 485310.4 | [9 empty] | 485310.4
186 | 9200160105 | 2026-11-03 | ( AN04 ) HCL TECHNOLOGIES LIMITED | Service | Supply and laying of 1.5 Sqmm 3 Core Cu. Flexible Cable, make - Polycab/Havells | 400 | Mtr | 109 | 43600 | 400 | Mtr | Challan | 225/20.3.26 | 280 | 109 | 30520 | 18% | 5493.6 | 36013.6 | UP/000008/26-27 | 22/04/2026 | Uploaded on 21.5.26
|  |  |  | Service | Supply and fixing PVC Conduit pipe 3/4" - make - Standard | 200 | Mtr | 50 | 10000 | 200 | Mtr | Challan | 225/20.3.26 | 200 | 50 | 10000 | 18% | 1800 | 11800 | UP/000008/26-27 | 22/04/2026 | Uploaded on 21.5.26
|  |  |  | Service | Supply and fixing of Combined Box 6 Amp, make - Anchor | 42 | Nos | 175 | 7350 | 42 | Nos | Challan | 225/20.3.26 | 42 | 175 | 7350 | 18% | 1323 | 8673 | UP/000008/26-27 | 22/04/2026 | Uploaded on 21.5.26
|  |  |  | Service | Supply and fixing of 9V DC Adaptor, make - Standard | 42 | Nos | 460 | 19320 | 42 | Nos | Challan | 225/20.3.26 | 42 | 460 | 19320 | 18% | 3477.6 | 22797.6 | UP/000008/26-27 | 22/04/2026 | Uploaded on 21.5.26
|  |  |  | Service | Supply and fixing of PVC Batten 3/4", make - Standard | 40 | Nos | 70 | 2800 | 40 | Nos | Challan | 225/20.3.26 | 25 | 70 | 1750 | 18% | 315 | 2065 | UP/000008/26-27 | 22/04/2026 | Uploaded on 21.5.26
|  |  |  | Service | Supply and fixing of Wall Tile (Size-1.5'X1'), make - Kajaria/Somani | 25 | Nos | 265 | 6625 | 25 | Nos | Challan | 225/20.3.26 | 25 | 265 | 6625 | 18% | 1192.5 | 7817.5 | UP/000008/26-27 | 22/04/2026 | Uploaded on 21.5.26
|  |  |  | Service | Making of Hole on Wall in bathroom | 6 | Nos | 1000 | 6000 |  |  |  |  | 6 | 1000 | 6000 | 18% | 1080 | 7080 | UP/000008/26-27 | 22/04/2026 | Uploaded on 21.5.26
[5 empty] | Total |  |  |  | 95695
[5 empty] | GST 18% |  |  |  | 17225.1 | [6 empty] | 81565
[5 empty] | Grand Total |  |  |  | 112920.1 | [9 empty] | 96246.7
187 | 8600064861 | 20/3/2026 | ( AN04 ) HCL TECHNOLOGIES LIMITED | Material | Supply of 12Ah 12V battery, make-Exide | 44 | Nos | 1395 | 61380 |  |  |  |  | 44 | 1395 | 61380 | 18% | 11048.4 | 72428.4 | UP/000129/25-26 | 20/3/2026 | Uploaded on 27.3.26
|  | PO Changed |  | Material | Supply of 7Ah 12V battery, make-Exide | 21 | Nos | 680 | 14280 |  |  |  |  | 21 | 680 | 14280 | 18% | 2570.4 | 16850.4 | UP/000129/25-26 | 20/3/2026 | Uploaded on 27.3.26
[5 empty] | Total |  |  |  | 75660
[5 empty] | GST 18% |  |  |  | 13618.8
[5 empty] | Grand Total |  |  |  | 89278.8 | [9 empty] | 89278.8
188 | 9200160318 | 17/3/2026 | ( AN04 ) HCL TECHNOLOGIES LIMITED | Service | Installation of Air Curtains,make-Euronics,model-EAS6 | 3 | Nos | 3000 | 9000 |  |  |  |  | 3 | 3000 | 9000 | 0% | 0 | 9000 | UP/000015/26-27 | 2026-02-06 | Uploaded on 22.06.26
| Changed |  |  | Service | Supply and fixing of wooden framing with 18mm board for air curtains | 3 | Job | 6000 | 18000 | 1 | Nos | Challan | 134/26.03.26 | 3 | 6000 | 18000 | 0% | 0 | 18000 | UP/000015/26-27 | 2026-02-06 | Uploaded on 22.06.26
|  |  |  | Service | Supply and fixing of 2.5 mm X 3 C Cu. flexible cable, make: Polycab/Havell | 150 | Mtr | 180 | 27000 | 150 | Mtr | Challan | 238/30.3.26 | 150 | 180 | 27000 | 0% | 0 | 27000 | UP/000015/26-27 | 2026-02-06 | Uploaded on 22.06.26
|  |  |  | Service | Supply and laying of 25mm PVC conduit pipe, make-Reputed | 150 | Mtr | 45 | 6750 | 150 | Mtr | Challan | 134/26.03.26 | 150 | 45 | 6750 | 0% | 0 | 6750 | UP/000015/26-27 | 2026-02-06 | Uploaded on 22.06.26
[5 empty] | Total |  |  |  | 60750
[5 empty] | GST 0% |  |  |  | 0
[5 empty] | Grand Total |  |  |  | 60750 | [9 empty] | 60750
189 | 9200160448 | 16/3/2026 | ( AN43 ) HCL TECHNOLOGIES LIMITED | Service | Supply and fixing of 2.5 mm X 3 C Cu. flexible cable, make: Polycab/Havells | 225 | Mtr | 180 | 40500 | 225 | Mtr | Challan | 188/12/2/26 | 225 | 180 | 40500 | 0% | 0 | 40500 | UP/000132/25-26 | 23/3/2026 | Uploaded on 26.03.26
|  |  |  | Service | Supply and fixing of 16amp Raw power point(1x socket + 1xswitch),make-Honeywell(MK) is required at all 5 locations | 5 | Nos | 980 | 4900 | 5 | Set | Challan | 188/12/2/26 | 5 | 980 | 4900 | 0% | 0 | 4900 | UP/000132/25-26 | 23/3/2026 | Uploaded on 26.03.26
|  |  |  | Service | Supply and fixing of 32Amp ABB(SP) required to be supplied & fixing at DB) | 5 | Nos | 180 | 900 | 5 | Nos | Challan | 188/12/2/26 | 5 | 180 | 900 | 0% | 0 | 900 | UP/000132/25-26 | 23/3/2026 | Uploaded on 26.03.26
[5 empty] | Total |  |  |  | 46300
[5 empty] | GST 18% |  |  |  | 0
[5 empty] | Grand Total |  |  |  | 46300 | [9 empty] | 46300
190 | 9200160624 | 17/03/2026 | ( AN04 ) HCL TECHNOLOGIES LIMITED | Service | Supply and installation SS 304 barricade with round upper pipe 50 mm thick and inner pipe 25mm thick in 14 gauge. Four PU wheels will be installed at the bottom and two of which will have the breaks. Wheel size would be 4 inches. Double side SS plate of size 12 x 6 inches in 304 grades would be installed on barricade itself. Total Size of the barricade would be (Size - 4 feet with and 40 inches height | 66 | Nos | 17250 | 1138500 | 66 | Nos | Challan | 228/23.3.26, 231/24.3.26, 105/20.04.26 | 66 | 17250 | 1138500 | 0% | 0 | 1138500 | UP/000013/26-27 | 21/05/2026 | Uploaded on 28.05.2026
[5 empty] | Total |  |  |  | 1138500
[5 empty] | GST 0% |  |  |  | 0
[5 empty] | Grand Total |  |  |  | 1138500
191 | 8100023875 | 26/03/2026 | ( AN30 ) HCL TECHNOLOGIES LIMITED | Material | Supply of 2.5 Sqmm X 3 Cu. flexible cable Polycab | 100 | Mtr | 160 | 16000 |  |  |  |  | 100 | 160 | 16000 | 0% | 0 | 16000 | UP/000137/25-26 | 30/3/2026 | Uploaded on 30.03.2026
|  |  |  | Service | Supply and fixing 2+2 Switch, Socket 6/16 Amp, Face Plate and MS Box Roma | 3 | Set | 1300 | 3900 | 3 | Set | Challan | 237/30.3.26 | 3 | 1300 | 3900 | 0% | 0 | 3900 | UP/000002/26-27 | 2026-07-04 | Uploaded on 17.04.2026
|  |  |  | Service | Supply and fixing 4+4 Switch, Socket 6/16 Amp Face Plate and PVC Box Roma | 2 | Set | 2550 | 5100 | 3 | Set | Challan | 237/30.3.26 | 2 | 2550 | 5100 | 0% | 0 | 5100 | UP/000002/26-27 | 2026-07-04 | Uploaded on 17.04.2026
|  |  |  | Service | Laying of 2.5 Sqmm X 3 C Cu. flexible cable | 100 | Mtr | 75 | 7500 |  |  |  |  | 40 | 75 | 3000 | 0% | 0 | 3000 | UP/000002/26-27 | 2026-07-04 | Uploaded on 17.04.2026
|  |  |  | Service | Cable End Termination | 10 | Job | 690 | 6900 |  |  |  |  | 10 | 690 | 6900 | 0% | 0 | 6900 | UP/000002/26-27 | 2026-07-04 | Uploaded on 17.04.2026
[5 empty] | Total |  |  |  | 39400
[5 empty] | GST 0% |  |  |  | 0
[5 empty] | Grand Total |  |  |  | 39400 | [9 empty] | 34900
192 | 9200162322 | 2016-02-04 | ( AN04 ) HCL TECHNOLOGIES LIMITED | Service | SITC Analog Volt Meter Make (AE) | 1 | Nos | 840 | 840 | 1 | Nos | Challan | 106/21.04.26 | 1 | 840 | 840 | 0% | 0 | 840 | UP/000035/26-27 | 13/7/2026
|  |  |  | Service | SITC Analog Amp Meter Make (AE) | 2 | Nos | 840 | 1680 | 2 | Nos | Challan | 106/21.04.26 | 2 | 840 | 1680 | 0% | 0 | 1680 | UP/000035/26-27 | 13/7/2026
|  |  |  | Service | SITC Dual Plate NRV 3 inch Make (Zoloto) | 2 | Nos | 5000 | 10000 | 2 | Nos | Challan | 106/21.04.26 | 2 | 5000 | 10000 | 0% | 0 | 10000 | UP/000035/26-27 | 13/7/2026
|  |  |  | Service | SITC Dual Plate NRV 4 inch Make (Zoloto) | 2 | Nos | 6300 | 12600 | 2 | Nos | Challan | 106/21.04.26 | 2 | 6300 | 12600 | 0% | 0 | 12600 | UP/000035/26-27 | 13/7/2026
|  |  |  | Service | SITC Brass Ball Valve 4 inch Make (Zoloto) | 1 | Nos | 17850 | 17850 | 1 | Nos | Challan | 106/21.04.26 | 1 | 17850 | 17850 | 0% | 0 | 17850 | UP/000035/26-27 | 13/7/2026
|  |  |  | Service | SITC Float Valve Make (Nolta) | 4 | Nos | 2400 | 9600 | 4 | Nos | Challan | 106/21.04.26 | 4 | 2400 | 9600 | 0% | 0 | 9600 | UP/000035/26-27 | 13/7/2026
|  |  |  | Service | SITC DOL Motor Starter for Operating 2 no. 7.5 HP Pump Make (Standard) | 1 | Nos | 21000 | 21000 | 1 | Nos | Challan | 148/19.6.26 | 1 | 21000 | 21000 | 0% | 0 | 21000 | UP/000035/26-27 | 13/7/2026
|  |  |  | Service | Service of Pump header dismantling and Refixing 2 no. Butterfly Valve and 2 no. NRV | 6 | Set | 4950 | 29700 |  |  |  |  | 6 | 4950 | 29700 | 0% | 0 | 29700 | UP/000035/26-27 | 13/7/2026
|  |  |  | Service | SITC Upvc Pipe 4 Inch Make (Supreme) | 200 | Feet | 215 | 43000 | 200 | Feet | Challan | 106/21.04.26 | 200 | 215 | 43000 | 0% | 0 | 43000 | UP/000035/26-27 | 13/7/2026
|  |  |  | Service | SITC Upvc Socket 4 Inch Make (Supreme) | 15 | Nos | 210 | 3150 | 15 | Nos | Challan | 106/21.04.26 | 15 | 210 | 3150 | 0% | 0 | 3150 | UP/000035/26-27 | 13/7/2026
|  |  |  | Service | SITC Upvc Band 4 Inch Make (Supreme) | 12 | Nos | 410 | 4920 | 22 | Nos | Challan | 106/21.04.26, 118/13.5.26 | 12 | 410 | 4920 | 0% | 0 | 4920 | UP/000035/26-27 | 13/7/2026
|  |  |  | Service | SITC Upvc Tee 4 Inch Make (Supreme) | 2 | Nos | 585 | 1170 | 2 | Nos | Challan | 106/21.04.26 | 2 | 585 | 1170 | 0% | 0 | 1170 | UP/000035/26-27 | 13/7/2026
|  |  |  | Service | SITC Upvc Reducer 100X50mm Make (Supreme) | 8 | Nos | 235 | 1880 | 8 | Nos | Challan | 106/21.04.26 | 8 | 235 | 1880 | 0% | 0 | 1880 | UP/000035/26-27 | 13/7/2026
|  |  |  | Service | SITC Upvc Hose Nipple 2 Inch Make (Supreme) | 7 | Nos | 380 | 2660 | 7 | Nos | Challan | 106/21.04.26 | 7 | 380 | 2660 | 0% | 0 | 2660 | UP/000035/26-27 | 13/7/2026
|  |  |  | Service | SITC Butterfly Valve 4 Inch Make (Zoloto) | 4 | Nos | 3750 | 15000 | 4 | Nos | Challan | 106/21.04.26 | 4 | 3750 | 15000 | 0% | 0 | 15000 | UP/000035/26-27 | 13/7/2026
|  |  |  | Service | SITC UPVC Flange 4 Inch Make (Supreme) | 8 | Nos | 425 | 3400 | 8 | Nos | Challan | 106/21.04.26 | 8 | 425 | 3400 | 0% | 0 | 3400 | UP/000035/26-27 | 13/7/2026
|  |  |  | Service | RCC Road Cutting 1X1 feet | 170 | Rft | 450 | 76500 |  |  |  |  | 170 | 450 | 76500 | 0% | 0 | 76500 | UP/000035/26-27 | 13/7/2026
|  |  |  | Service | Providing and laying of PCC 1X1 feet area including mixing finishing complete | 170 | Rft | 250 | 42500 |  |  |  |  | 170 | 250 | 42500 | 0% | 0 | 42500 | UP/000035/26-27 | 13/7/2026
|  |  |  | Service | Core Cutting 4X24 Inch | 2 | Nos | 5000 | 10000 |  |  |  |  | 2 | 5000 | 10000 | 0% | 0 | 10000 | UP/000035/26-27 | 13/7/2026
|  |  |  | Service | SITC DOL Motor Starter for Operating 2 no. 7.5 HP Pump Make (Standard) | 2 | Nos | 21000 | 42000 | 2 | Nos | Challan | 148/19.6.26 | 2 | 21000 | 42000 | 0% | 0 | 42000 | UP/000035/26-27 | 13/7/2026
|  |  |  | Service | Providing and fixing of Nut Bolt Make (Standard) | 5 | Kg | 110 | 550 | 5 | Kg | Challan | 106/21.04.26 | 5 | 110 | 550 | 0% | 0 | 550 | UP/000035/26-27 | 13/7/2026
[5 empty] | Total |  |  |  | 350000
[5 empty] | GST 0% |  |  |  | 0
[5 empty] | Grand Total |  |  |  | 350000 | [9 empty] | 350000
0
193 | 8500040684 | 2026-02-04 | ( AN04 ) HCL TECHNOLOGIES LIMITED | Material | Supply of 750mm dia glass table with approx 29" height ss/chrome finish base | 1 | Nos | 8500 | 8500 |  |  |  |  | 1 | 8500 | 8500 | 0% | 0 | 8500 | UP/000007/26-27 | 22/04/2026 | Uploaded on 24.04.26
[5 empty] | Total |  |  |  | 8500
[5 empty] | GST 0% |  |  |  | 0
[5 empty] | Grand Total |  |  |  | 8500 | [9 empty] | 8500
0
194 | 9200163068 | 2016-09-04 | ( AN04 ) HCL TECHNOLOGIES LIMITED | Service | 7.5 KVA DG Pump Set Repairing with change ball bearing bush and shaft turning (at RWH Pit), make - Kirloskar | 2 | Nos | 4500 | 9000 | 2 | Nos | Challan | 113/08.05.26 | 2 | 4500 | 9000 | 0% | 0 | 9000 | UP/000018/26-27 | 2026-02-06 | Uploaded on 22.06.26
|  |  |  | Service | Supply and fixing Base Frame with vibration pad 4 no in its frame, make - Standard. | 2 | Nos | 7600 | 15200 | 2 | Nos | Challan | 114/08.05.26 | 2 | 7600 | 15200 | 0% | 0 | 15200 | UP/000018/26-27 | 2026-02-06 | Uploaded on 22.06.26
|  |  |  | Service | 7.5 KVA Deisel engine set overhauling with replacement of Diesel filter, oil filter, Oil, Air cleaner, Nozzle and diesel pump repairing, make - Standard. | 2 | Nos | 23800 | 47600 | 2 | Nos | Challan | 113/08.05.26 | 2 | 23800 | 47600 | 0% | 0 | 47600 | UP/000018/26-27 | 2026-02-06 | Uploaded on 22.06.26
|  |  |  | Service | Loading-Unloading and shifting to workshop and return. | 2 | Job | 2500 | 5000 |  |  |  |  | 2 | 2500 | 5000 | 0% | 0 | 5000 | UP/000018/26-27 | 2026-02-06 | Uploaded on 22.06.26
|  |  |  | Service | 10 KW Diesel engine Servicing charge with oil, oil filter, diesel filter, damage pipe etc. (at STP), Make - Kirloskar | 2 | Job | 7600 | 15200 | Oil 7 Ltr, Filter-2 | Nos | Challan | 125/18.05.26 | 2 | 7600 | 15200 | 0% | 0 | 15200 | UP/000018/26-27 | 2026-02-06 | Uploaded on 22.06.26
|  |  |  | Service | Rewinding and repairing of 7.5 HP sump pump, Make - Grundfos | 2 | Nos | 15000 | 30000 | 2 | Nos | Challan | 135/26.05.26 | 2 | 15000 | 30000 | 0% | 0 | 30000 | UP/000018/26-27 | 2026-02-06 | Uploaded on 22.06.26
|  |  |  | Service | Providing and fixing 4-inch Pvc pipe, Make - Supreme/ Prakash. | 60 | Feet | 140 | 8400 | 40 | Feet | Challan | 114/08.05.26 | 60 | 140 | 8400 | 0% | 0 | 8400 | UP/000018/26-27 | 2026-02-06 | Uploaded on 22.06.26
|  |  |  | Service | Providing and fixing 4 inches Elbow, Make - Supreme/ Prakash | 8 | Nos | 250 | 2000 | 6 | Nos | Challan | 114/08.05.26 | 8 | 250 | 2000 | 0% | 0 | 2000 | UP/000018/26-27 | 2026-02-06 | Uploaded on 22.06.26
|  |  |  | Service | Providing and fixing 4 inches longer Tee, Make - Supreme/ Prakash | 2 | Nos | 280 | 560 | 1 | Nos | Challan | 114/08.05.26 | 2 | 280 | 560 | 0% | 0 | 560 | UP/000018/26-27 | 2026-02-06 | Uploaded on 22.06.26
|  |  |  | Service | Providing and fixing End cap, Make - Supreme/ Prakash | 2 | Nos | 130 | 260 |  |  | Challan | 114/08.05.26 | 2 | 130 | 260 | 0% | 0 | 260 | UP/000018/26-27 | 2026-02-06 | Uploaded on 22.06.26
|  |  |  | Service | Providing and fixing foot valve 4 Inches, Make - Supreme/ Prakash | 2 | Nos | 1200 | 2400 | 2 | Nos | Challan | 114/08.05.26 | 2 | 1200 | 2400 | 0% | 0 | 2400 | UP/000018/26-27 | 2026-02-06 | Uploaded on 22.06.26
|  |  |  | Service | Providing and constructing 400 mm pcc foundations | 60 | Sqft | 650 | 39000 | Cement-10 Bag, Rodi 60 ft, Dust-10 ft |  | Challan | 108/23.04.26 | 60 | 650 | 39000 | 0% | 0 | 39000 | UP/000018/26-27 | 2026-02-06 | Uploaded on 22.06.26
[5 empty] | Total |  |  |  | 174620
[5 empty] | GST 0% |  |  |  | 0
[5 empty] | Grand Total |  |  |  | 174620 | [9 empty] | 174620
195 | 8100024212 | 2026-10-04 | ( AN04 ) HCL TECHNOLOGIES LIMITED | Material | Supply of Movicool L125 ¦ Industrial Air Cooler symphony, warranty-01year | 10 | Nos | 17000 | 170000 |  |  |  |  | 10 | 17000 | 170000 | 0% | 0 | 170000 | UP/000006/26-27 | 17/04/2026 | Uploaded on 23.04.26
|  |  |  | Service | SITC of Cooler pump | 10 | Nos | 1200 | 12000 | 10 | Nos | Challan | 109/27.4.26 | 10 | 1200 | 12000 | 0% | 0 | 12000 | UP/000038/26-27 | 2026-01-08 | Uploaded on 14.08.26
|  |  |  | Service | SITC of cooler electricity and water piping system as required | 10 | Job | 2500 | 25000 |  |  |  |  | 10 | 2500 | 25000 | 0% | 0 | 25000 | UP/000038/26-27 | 2026-01-08 | Uploaded on 14.08.26
|  |  |  | Service | SITC 3-side high efficiency honeycomb cooling pads-same as per existing | 10 | Set | 3000 | 30000 | 10 | Set | Challan | 144/17.6.26 | 10 | 3000 | 30000 | 0% | 0 | 30000 | UP/000038/26-27 | 2026-01-08 | Uploaded on 14.08.26
[5 empty] | Total |  |  |  | 237000
[5 empty] | GST 0% |  |  |  | 0
[5 empty] | Grand Total |  |  |  | 237000 | [9 empty] | 237000
196 | 9200163730 | 16/04/2026 | ( AG12 ) HCL TECHNOLOGIES LIMITED- Manesar, Gurgaon | Service | SITC of water flow meter in Huda water pipeline including Govt(GMDA /HUDA) permission & testing charges, make-Kranti, size-25mm, warranty-01year | 1 | Nos | 35000 | 35000 | 1 | Nos | Challan | 116 /11.5.26 | 1 | 35000 | 35000 | 18% | 6300 | 41300 | UP/000010/26-27 | 2026-12-05 | Uploadec on 12.05.2026
[5 empty] | Total |  |  |  | 35000
[5 empty] | GST 18% |  |  |  | 6300
[5 empty] | Grand Total |  |  |  | 41300 | [9 empty] | 41300
197 | 9200164054 | 21/04/2026 | ( AN04 ) HCL TECHNOLOGIES LIMITED | Service | Leakage rectification work including providing & fixing required materials such as 100 mm flange, 3/4" bush, 75 mm tee, 50 mm socket, 75 mm pipe and all necessary fittings, complete as per site requirement, Make - Astral/ Supreme/ Jindal. | 5 | Job | 18200 | 91000
|  |  |  | Service | Providing & fixing 600x600 mm grid false ceiling using GI suspension system (main runner, cross tee, wall angle) with mineral fiber ceiling tiles including hangers, fasteners, cutting for light fixtures and complete installation as per site requirement, Make - Armstrong. | 380 | Sqft | 280 | 106400 | Ceiling Tile 600X600mm 9 Box, Silhoute 38 Cross Tee-600MM-Black - 40nos | Box | Challan | 122/15.05.26 | 380 | 280 | 106400 | 0% | 0 | 106400 | UP/000019/26-27 | 2026-02-06 | Uploaded on 22.06.2026
[5 empty] | Total |  |  |  | 197400
[5 empty] | GST 0% |  |  |  | 0
[5 empty] | Grand Total |  |  |  | 197400 | [9 empty] | 106400
198 | 9200164606 | 27/04/2026 | ( AN04 ) HCL TECHNOLOGIES LIMITED | Service | Providing and fixing of Metro Sheet shed with 50x50x3mm and 50x25x3 mm MS Square pipe size 15x12 with primer and paint finish | 2 | Nos | 48450 | 96900 | Square Pipe 2"X2"X3mm 20 Ft. Length-3nos, Square Pipe 2"X1"X3mm 20 Ft. Length-6nos, Metro Sheet 12 Ft length-10nos, MS Plate 8"X8"X8mm-12nos, Black Enamel paint 4 Ltr.-1nos | lot | Challan | 133/25.05.25 | 2 | 48450 | 96900 | 18% | 17442 | 114342 | UP/000029/26-27 | 2026-08-07 | Uploaded on 24.07.2026
[5 empty] | Total |  |  |  | 96900
[5 empty] | GST 18% |  |  |  | 17442
[5 empty] | Grand Total |  |  |  | 114342 | [9 empty] | 114342
199 | 9200164698 | 28/04/2026 | ( AG15 ) HCL TECHNOLOGIES LIMITED | Service | Providing and fixing of 10/12 mm thick HDHMR Ply with mica laminate finish for wall Panelling, including all necessary materials, labor, and finishing | 120 | Sqft | 475 | 57000 | 4 | Nos | Challan | 123/16.05.26 | 120 | 475 | 57000 | 0% | 0 | 57000 | UP/000011/26-27 | 18/05/2026 | Uploaded on 20.05.26
[5 empty] | Total |  |  |  | 57000
[5 empty] | GST 0% |  |  |  | 0
[5 empty] | Grand Total |  |  |  | 57000
200 | 9200164820 | 29/04/2026 | ( AN08 ) HCL TECHNOLOGIES LIMITED | Service | Supply & Fixing of Havells Airboll High Speed Wall Fan 450mm White, warranty-01year by OEM - Havells | 4 | Nos | 4650 | 18600 | 4 | Nos | Challan | 126/18.05.26 | 4 | 4650 | 18600 | 18% | 3348 | 21948 | UP/000012/26-27 | 18/05/2026 | Uploaded on 19.05.26
[5 empty] | Total |  |  |  | 18600
[5 empty] | GST 18% |  |  |  | 3348
[5 empty] | Grand Total |  |  |  | 21948 | [9 empty] | 21948
201 | 8100024582 | 2026-01-05 | ( AN08 ) HCL TECHNOLOGIES LIMITED | Service | Installation of Panic Bar | 6 | Set | 2200 | 13200
|  |  |  | Service | Dismantle exiting door | 7 | Nos | 1500 | 10500
|  |  |  | Service | Dismantle of existing wall opening is required for fire door size and repairing damage aria with plaster and paint putty all completed | 7 | Job | 6500 | 45500
|  |  |  | Service | Fire door installation with fastener and welding work | 7 | Job | 6000 | 42000
|  |  |  | Service | Checking and repairing of fire door and shifting to side location | 7 | Job | 1800 | 12600
|  |  |  | Service | Debris shifting to out side of campus | 2 | Trolley | 2500 | 5000
|  |  |  | Service | Providing and fabrication cutting welding of MS C channel 75x40x4.8mm | 40 | Rft | 330 | 13200 | 40 | Rft | Challan | 188/14.8.26
|  |  |  | Service | Providing and fixing aluminum frame with glass | 60 | Sqft | 850 | 51000
|  |  |  | Material | Supply of Panic Bar for single door age) thick | 6 | Set | 14928 | 89568 |  |  |  |  | 6 | 14928 | 89568 | 18% | 16122.24 | 105690.24 | UP/000023/26-27 | 2026-01-07 | Uploaded on 07.07.2026
[5 empty] | Total |  |  |  | 282568
[5 empty] | GST 18% |  |  |  | 50862.24
[5 empty] | Grand Total |  |  |  | 333430.24
202 | 9200165132 | 2026-02-05 | ( AN04 ) HCL TECHNOLOGIES LIMITED | Service | Repair/Replacement of Faulty Motor – 3 HP – T5 | 2 | Nos | 3500 | 7000 | 2 | Nos | Challan | 145/17.6.26 | 2 | 3500 | 7000 | 0% | 0 | 7000 | UP/000028/26-27 | 2026-08-07 | Uplaoded on 04.08.26
|  |  | 2 | Service | Repair/Replacement of Faulty Motor – 5 HP – T5 | 1 | Nos | 9600 | 9600 | 1 | Nos | Challan | 151/02.07.26 | 1 | 9600 | 9600 | 0% | 0 | 9600 | UP/000028/26-27 | 2026-08-07 | Uplaoded on 04.08.26
|  |  | 3 | Service | Repair/Replacement of Faulty Motor – 1.5 HP – T3 | 2 | Nos | 2500 | 5000 | 2 | Nos | Challan | 151/02.07.26 |  | 2500 | 0 | 0% | 0 | 0
|  |  | 4 | Service | Repair/Replacement of Faulty Motor – 1 HP – T3 | 1 | Nos | 2200 | 2200 | 1 | Nos | Challan | 151/02.07.26 | 1 | 2200 | 2200 | 0% | 0 | 2200 | UP/000043/26-27 | 2026-11-08
|  |  | 5 | Service | Repair/Replacement of Faulty Motor – 3 HP – T3 | 2 | Nos | 3500 | 7000 | 2 | Nos | Challan | 145/17.6.26 | 2 | 3500 | 7000 | 0% | 0 | 7000 | UP/000028/26-27 | 2026-08-07 | Uplaoded on 04.08.26
|  |  | 6 | Service | Repair/Replacement of Faulty Motor – 2.5 HP – T3. | 1 | Nos | 3500 | 3500 | 1 | Nos | Challan | 151/02.07.26 | 1 | 3500 | 3500 | 0% | 0 | 3500 | UP/000028/26-27 | 2026-08-07 | Uplaoded on 04.08.26
|  |  | 7 | Service | Repair/Replacement of Faulty Motor – 1 HP – Tower-1 | 1 | Nos | 2200 | 2200 | 1 | Nos | Challan | 151/02.07.26 |  | 2200 | 0 | 0% | 0 | 0
|  |  | 8 | Service | Repair/Replacement of Faulty Motor – 5 HP – Tower 2 | 1 | Nos | 9600 | 9600 | 1 | Nos | Challan | 151/02.07.26 | 1 | 9600 | 9600 | 0% | 0 | 9600 | UP/000028/26-27 | 2026-08-07 | Uplaoded on 04.08.26
|  |  | 9 | Service | Repair/Replacement of Faulty Motor – 3 HP – Outer | 3 | Nos | 3500 | 10500 | 3 | Nos | Challan | 151/02.07.26 | 3 | 3500 | 10500 | 0% | 0 | 10500 | UP/000028/26-27 | 2026-08-07 | Uplaoded on 04.08.26
|  |  | 10 | Service | Repair/Replacement of Faulty Motor – 5.5 KW – New STP SS1 | 1 | Nos | 11500 | 11500 | 1 | Nos | Challan | 151/02.07.26 | 1 | 11500 | 11500 | 0% | 0 | 11500 | UP/000028/26-27 | 2026-08-07 | Uplaoded on 04.08.26
|  |  | 11 | Service | Repair/Replacement of Faulty Motor – 2 HP – New STP SS1 | 1 | Nos | 3500 | 3500 | 1 | Nos | Challan | 151/02.07.26 | 1 | 3500 | 3500 | 0% | 0 | 3500 | UP/000028/26-27 | 2026-08-07 | Uplaoded on 04.08.26
|  |  | 12 | Service | Repair/Replacement of Faulty Motor – 3 HP – New STP SS1 | 1 | Nos | 3500 | 3500 | 1 | Nos | Challan | 145/17.6.26 | 1 | 3500 | 3500 | 0% | 0 | 3500 | UP/000043/26-27 | 2026-11-08
|  |  | 13 | Service | Repair/Replacement of Faulty Motor – 7.5 HP – New STP SS1 | 1 | Nos | 13500 | 13500 |  |  |  |  | 1 | 13500 | 13500 | 0% | 0 | 13500 | UP/000028/26-27 | 2026-08-07 | Uplaoded on 04.08.26
|  |  | 14 | Service | Repair/Replacement of Faulty Motor – 2.5 HP – Gate No. 3 SS1 | 1 | Nos | 3500 | 3500 | 1 | Nos | Challan | 181/05.08.26 | 1 | 3500 | 3500 | 0% | 0 | 3500 | UP/000043/26-27 | 2026-11-08
|  |  | 15 | Service | Repair/Replacement of Faulty Motor – 2.2 HP – Old STP SS1 | 1 | Nos | 3500 | 3500 | 1 | Nos | Challan | 181/05.08.26 | 1 | 3500 | 3500 | 0% | 0 | 3500 | UP/000043/26-27 | 2026-11-08
|  |  | 16 | Service | Repair/Replacement of Faulty Motor – 3 KW – Cafe 3 | 1 | Nos | 3500 | 3500 | 1 | Nos | Challan | 151/02.07.26 | 1 | 3500 | 3500 | 0% | 0 | 3500 | UP/000043/26-27 | 2026-11-08
|  |  | 17 | Service | Repair/Replacement of Faulty Motor – 5 HP – Tower-4 | 4 | Nos | 10500 | 42000 | 4 | Nos | Challan | 151/02.07.26 | 4 | 10500 | 42000 | 0% | 0 | 42000 | UP/000028/26-27 | 2026-08-07 | Uplaoded on 04.08.26
|  |  | 18 | Service | Repair/Replacement of Faulty Motor – 10 HP – CP-2 RWH PIT | 2 | Nos | 15800 | 31600 | 1 | Nos | Challan | 181/05.08.26 | 2 | 15800 | 31600 | 0% | 0 | 31600 | UP/000028/26-27 | 2026-08-07 | Uplaoded on 04.08.26
|  |  | 19 | Service | Repair/Replacement of Faulty Motor–5 HP–Basement Corp Tower | 1 | Nos | 9600 | 9600 | 1 | Nos | Challan | 181/05.08.26 | 1 | 9600 | 9600 | 0% | 0 | 9600 | UP/000028/26-27 | 2026-08-07 | Uplaoded on 04.08.26
|  |  |  | Service | Dismantling of existing pump and refixing of repaired, pump, including supply and fixing of nuts, bolts, gaskets, and required welding work - Complete | 5 | Nos | 2540 | 12700 |  |  |  |  | 1 | 2540 | 2540 | 0% | 0 | 2540 | UP/000043/26-27 | 2026-11-08
[5 empty] | Total |  |  |  | 195000
[5 empty] | GST 0% |  |  |  | 0 | [9 empty] | 177640
[5 empty] | Grand Total |  |  |  | 195000
203 | 9200165158 | 2026-04-05 | ( AN04 ) HCL TECHNOLOGIES LIMITED | Service | Hole filling by gypsum and pop size approx. 1x2 feet, Make- Sakarni. | 300 | Nos | 699 | 209700 | 66 | Nos | Challan | 121/15.05.26, 131/25.5.26 -6Bags | 300 | 699 | 209700 | 0% | 0 | 209700 | UP/000030/26-27 | 2026-08-07 | Uploaded on 04.08.26
|  |  |  | Service | Cable, Pipe passing hole filling by PU Foam Spray, Make -Abro | 300 | Nos | 1926 | 577800 | 300 | Nos | Challan | 121/15.05.26 | 300 | 1926 | 577800 | 0% | 0 | 577800 | UP/000030/26-27 | 2026-08-07 | Uploaded on 04.08.26
|  |  |  | Service | Providing and fixing in hole diazola Grade 0000 Steel Wool Fine Wire Roll Pad Stainless Scrub Pad (Medium) 4-inch x 6 feet, Make - Multicomp /Homax/ SM Arnold/ Equivalent | 40 | Roll | 1275 | 51000 | 3 | Roll | Challan | 121/15.05.26 | 40 | 1275 | 51000 | 0% | 0 | 51000 | UP/000030/26-27 | 2026-08-07 | Uploaded on 04.08.26
[5 empty] | Total |  |  |  | 838500
[5 empty] | GST 0% |  |  |  | 0
[5 empty] | Grand Total |  |  |  | 838500 | [9 empty] | 838500
204 | 9200165185 | 2026-04-05 | ( AN08 ) HCL TECHNOLOGIES LIMITED | Service | Sadar Ali Stone : Providing & laying granite stone flooring (15mm-18mm thick) in approved shades over a 20mm thick cement mortar base (1:4) | 60 | Sqft | 266 | 15960
|  |  |  | Service | Sadar Ali Stone in 4 inches : Providing & laying Sadar Ali stone flooring shlop finish in 4 inches pic overlaps (18mm- 20mm thick) in approved shades over a 20mm thick cement mortar base (1:4) | 40 | Sqft | 342 | 13680
|  |  |  | Service | Providing and laying Plain PCC nominal size for flooring or backfilling, including ramming and curing Thickness: (4 inches/3 inches) | 100 | Sqft | 130 | 13000
|  |  |  | Service | Providing and fixing cylinder lock (Make-Godrej) | 1 | Nos | 1758 | 1758
|  |  |  | Service | Providing and fixing SS 304 railing top 50mm pipe and pillars 32mm pipe (Tata/S Grip/Equivalent Approved Make) | 15 | Rft | 1045 | 15675
|  |  |  | Service | Dismantling existing stone | 100 | Sqft | 40 | 4000
|  |  |  | Service | Dismantling existing PCC | 100 | Sqft | 80 | 8000
|  |  |  | Service | Debris shifting to outside of campus | 1 | trolly | 2500 | 2500
[5 empty] | Total |  |  |  | 74573
[5 empty] | GST 0% |  |  |  | 13423.14
[5 empty] | Grand Total |  |  |  | 87996.14
205 | 9200165793 | 2026-11-05 | ( AN08 ) HCL TECHNOLOGIES LIMITED | Service | Supply, fabrication, and installation of Grade 304 stainless steel components (pipes, tubes, channels, plates) including welding, grinding, and polishing. Key items include 50mm Dia top rails, 32mmx32mm or 25mm balustrades, and 12mm-20mm horizontal members (Make-Jindal or equivalent) | 20 | Rft | 1450 | 29000 | SS pipe 50mm-22 Rft, 16mm-60 Rft-, Baluster-7 nos | Rft | Challan | 189/14.8.26
|  |  |  | Service | Supply and Fixing 2 inches SS Pipe (Make-Jindal or equivalent) | 6 | Feet | 400 | 2400
|  |  |  | Service | Supply and Fixing 2 inches SS long Band (Make-Standard) | 2 | Nos | 550 | 1100
|  |  |  | Service | Cutting , welding repairing of existing railing | 1 | Job | 3800 | 3800
[5 empty] | Total |  |  |  | 36300
[5 empty] | GST 18% |  |  |  | 6534
[5 empty] | Grand Total |  |  |  | 42834
206 | 9200165795 | 2026-11-05 | ( AN04 ) HCL TECHNOLOGIES LIMITED | Service | Providing and fixing of neutral link 630 Amp Siemens | 3 | Nos | 9200 | 27600 | 3 | Nos | Challan | 136/27.05.26 | 3 | 9200 | 27600 | 0% | 0 | 27600 | UP/000020/26-27 | 2026-02-06 | Uploaded on 22.06.26
|  |  |  | Service | Providing and fixing of neutral link 400 Amp Siemens | 2 | Nos | 8200 | 16400 | 2 | Nos | Challan | 136/27.05.26 | 1 | 8200 | 8200 | 0% | 0 | 8200 | UP/000020/26-27 | 2026-02-06 | Uploaded on 22.06.26
|  |  |  | Service | Providing and fixing of neutral link 250 Amp Siemens | 2 | Nos | 6800 | 13600 | 2 | Nos | Challan | 136/27.05.26 | 1 | 6800 | 6800 | 0% | 0 | 6800 | UP/000020/26-27 | 2026-02-06 | Uploaded on 22.06.26
|  |  |  | Service | Providing and fixing of Panel Cooling Fan 6" For Industrial 230 V Rexnord /equivalent | 11 | Nos | 1500 | 16500 | 11 | Nos | Challan | 136/27.05.26 | 11 | 1500 | 16500 | 0% | 0 | 16500 | UP/000020/26-27 | 2026-02-06 | Uploaded on 22.06.26
|  |  |  | Service | Providing and fixing of Cooling fan Louver for Cooling fan covering 6" Rexnord /equivalent | 11 | Nos | 650 | 7150 | 11 | Nos | Challan | 136/27.05.26 | 11 | 650 | 7150 | 0% | 0 | 7150 | UP/000020/26-27 | 2026-02-06 | Uploaded on 22.06.26
|  |  |  | Service | Providing and fixing of Starter Panel Hinges Standard | 20 | Nos | 220 | 4400 | 20 | Nos | Challan | 136/27.05.26 | 20 | 220 | 4400 | 0% | 0 | 4400 | UP/000020/26-27 | 2026-02-06 | Uploaded on 22.06.26
|  |  |  | Service | Dismantling existing neutral links | 7 | Nos | 1400 | 9800 |  |  |  |  | 5 | 1400 | 7000 | 0% | 0 | 7000 | UP/000020/26-27 | 2026-02-06 | Uploaded on 22.06.26
[5 empty] | Total |  |  |  | 95450
[5 empty] | GST 0% |  |  |  | 0 | [9 empty] | 77650
[5 empty] | Grand Total |  |  |  | 95450
207 | 8100024785 | 2026-12-05 | ( AN08 ) HCL TECHNOLOGIES LIMITED | Material | Supply of 150mm Dia Rubber Expansion Bellow | 1 | Nos | 8000 | 8000 | 1 | Nos | Challan | 129/22.5.26 | 1 | 8000 | 8000 | 18% | 1440 | 9440 | UP/000022/26-27 | 23/6/2026 | Uploaded on 07.07.2026
|  |  |  | Service | Welding and Cutting Charges with Dummy plate | 1 | Nos | 6000 | 6000 | 1 | Nos | Challan | 117/12.05.26 | 1 | 6000 | 6000 | 18% | 1080 | 7080 | UP/000022/26-27 | 23/6/2026 | Uploaded on 07.07.2026
[5 empty] | Total |  |  |  | 14000
[5 empty] | GST 18% |  |  |  | 2520
[5 empty] | Grand Total |  |  |  | 16520 | [9 empty] | 16520
208 | 9200165917 | 2026-12-05 | ( AN08 ) HCL TECHNOLOGIES LIMITED | Service | Providing and Making of book shelf of size 6 ft (H) x 5.4 ft (W) x 1.2 ft (D) with 10 compartments, made from 18 mm thick plywood with 1 mm mica finish, including all necessary hardware and installation | 1 | Nos | 24500 | 24500 | 5 | Nos | Challan | 128/21.5.26, 130/22.05.26 | 1 | 24500 | 24500 | 18% | 4410 | 28910 | UP/000016/26-27 | 2026-02-06 | Uploaded on 07.07.2026
|  |  |  | Service | Providing and fixing 12 mm thick plywood with mica finish over glass surface, including cutting, pasting, and finishing | 1 | Job | 21120 | 21120 | 2 | Nos | Challan | 128/21.5.26 | 64 | 330 | 21120 | 18% | 3801.6 | 24921.6 | UP/000016/26-27 | 2026-02-06 | Uploaded on 07.07.2026
[5 empty] | Total |  |  |  | 45620
[5 empty] | GST 18% |  |  |  | 8211.6
[5 empty] | Grand Total |  |  |  | 53831.6 | [9 empty] | 53831.6
209 | 9200165973 | 13/05/2026 | ( PN01 ) HCL Technologies Limited | Service | Supply, Fabrication & installation of 22 gauge GI Duct with making coller in Y shape | 2550 | Sqft | 198 | 504900 | 90 | Nos | Challan | 149/19.6.26 |  | 198 | 0 | 0% | 0 | 0 |  |  | Cancelled UP-0042/11.8.26 on 20.08.26
|  |  |  | Service | Thermal Insulation (e.g., 13mm Nitrile Rubber) | 2550 | Sqft | 10 | 25500 | 240 | Sqm | Challan | 155/06.07.26 |  | 10 | 0 | 0% | 0 | 0
|  |  |  | Service | Dismantle exiting duct and shifting to scrap yard | 2550 | Sqft | 10 | 25500 | [5 empty] | 10 | 0 | 0% | 0 | 0
|  |  |  | Service | Gap filling by cement, sand and water proofing compound | 2550 | Sqft | 5.5 | 14025 | Dust, Rodi, Cement, Bricks |  | Challan | 173/20.07.26 |  | 5.5 | 0 | 0% | 0 | 0
[5 empty] | Total |  |  |  | 569925
[5 empty] | GST 0% |  |  |  | 0
[5 empty] | Grand Total |  |  |  | 569925 | [9 empty] | 0
210 | 9200166399 | 19/05/2026 | ( AN04 ) HCL TECHNOLOGIES LIMITED | Service | Supply & fixing of 50mm Butterfly Valve, make-Zoloto/Sant | 4 | Nos | 3850 | 15400 | 4 | Nos | Challan | 142/09.06.26 | 4 | 3850 | 15400 | 0% | 0 | 15400 | UP/000047/26-27 | 2026-11-08
|  |  |  | Service | Supply & Fixing of NRV 50mm Flange Type, make-Zoloto/Sant | 4 | Nos | 3780 | 15120 | 4 | Nos | Challan | 142/09.06.26 | 4 | 3780 | 15120 | 0% | 0 | 15120 | UP/000047/26-27 | 2026-11-08
|  |  |  | Service | Supply & Fixing Nut Bolts, make-Standard | 5 | Kg | 120 | 600 | 5 | Kg | Challan | 142/09.06.26 | 5 | 120 | 600 | 0% | 0 | 600 | UP/000047/26-27 | 2026-11-08
|  |  |  | Service | Supply & fixing of 50mm C-Class MS Pipe, make-Jindal | 40 | Rft | 280 | 11200 | 40 | Rft | Challan | 142/09.06.26 | 40 | 280 | 11200 | 0% | 0 | 11200 | UP/000047/26-27 | 2026-11-08
|  |  |  | Service | Supply & fixing of 50mm MS Flange, make-Standard | 32 | Nos | 325 | 10400 | 32 | Nos | Challan | 142/09.06.26 | 32 | 325 | 10400 | 0% | 0 | 10400 | UP/000047/26-27 | 2026-11-08
|  |  |  | Service | Making of Hydrant incl. cutting, welding & installation | 2 | Nos | 6500 | 13000 |  |  |  |  | 2 | 6500 | 13000 | 0% | 0 | 13000 | UP/000047/26-27 | 2026-11-08
|  |  |  | Service | RCC Cutting for Pipe Installation | 40 | Rft | 325 | 13000 | Badarpur, Cement |  | Challan | 167/15.7.26 | 40 | 325 | 13000 | 0% | 0 | 13000 | UP/000047/26-27 | 2026-11-08
|  |  |  | Service | Repairing of PCC after RCC cutting | 40 | Rft | 265 | 10600 |  |  |  |  | 40 | 265 | 10600 | 0% | 0 | 10600 | UP/000047/26-27 | 2026-11-08
|  |  |  | Service | Primer & Paint (1 primer + 2 enamel coats), make-Berger/Asian Paint | 2 | Job | 5200 | 10400 |  |  |  |  | 2 | 5200 | 10400 | 0% | 0 | 10400 | UP/000047/26-27 | 2026-11-08
|  |  |  | Service | Dismantling of Existing Pumps & Hydrant | 2 | Job | 301 | 602 |  |  |  |  | 2 | 301 | 602 | 0% | 0 | 602 | UP/000047/26-27 | 2026-11-08
|  |  |  | Service | 12mm Badarpur Plaster with Waterproofing | 225 | Rft | 100 | 22500 |  |  |  |  | 225 | 100 | 22500 | 0% | 0 | 22500 | UP/000047/26-27 | 2026-11-08
|  |  |  | Service | Paint with Primer, make-Berger/Asian Paint | 225 | Rft | 25 | 5625 | 4 | Ltr | Challan | 187/07.08.26 | 225 | 25 | 5625 | 0% | 0 | 5625 | UP/000047/26-27 | 2026-11-08
|  |  |  | Service | Supply & Installation of Sump Pump (make-Crompton, model-STPCS5.52-18) | 4 | Nos | 58600 | 234400 | 4 | Nos | Challan | 141/08.06.26 | 4 | 58600 | 234400 | 0% | 0 | 234400 | UP/000047/26-27 | 2026-11-08
|  |  |  | Service | Supply & Fixing of Float Switch, make-Havells | 15 | Nos | 850 | 12750 | 4+11 |  | Challan | 150/02.07.26, 165/15.7.26 | 15 | 850 | 12750 | 0% | 0 | 12750 | UP/000047/26-27 | 2026-11-08
|  |  |  | Service | Supply & Fixing of Motor Starter, make-Standard | 2 | Nos | 17202 | 34404 | 2 | Nos | Challan | 150/02.07.26 | 2 | 17202 | 34404 | 0% | 0 | 34404 | UP/000047/26-27 | 2026-11-08
[5 empty] | Total |  |  |  | 410001
[5 empty] | GST 0% |  |  |  | 0
[5 empty] | Grand Total |  |  |  | 410001 | [9 empty] | 410001
211 | 9200166656 | 16/06/2026 | ( AN04 ) HCL TECHNOLOGIES LIMITED | Service | Repair of Waiting Area Chairs (Health care cafe-2 First Floor) for Noida SEZ Providing and carrying out repair of existing SS (Stainless Steel) chairs by fixing SS strips/patti, including necessary welding, grinding, and making the chair fully functional, complete as per site requirements. Make- Jindal & equivalent | 20 | Nos | 2050 | 41000 |  |  |  |  | 20 | 2050 | 41000 | 18% | 7380 | 48380 | UP/000021/26-27 | 23/6/2026 | Uploaded on 23.06.26
| PO Changed with Tax |  |  |  | Total |  |  |  | 41000
[5 empty] | GST 18% |  |  |  | 7380
[5 empty] | Grand Total |  |  |  | 48380 | [9 empty] | 48380
212 | 9200166718 | 25/05/2026 | ( AN04 ) HCL TECHNOLOGIES LIMITED | Service | Providing and fixing toughened glass 12 mm | 250 | Sqft | 395 | 98750
| PO Changed with Tax @18% |  |  | Service | Providing and fixing OF DGU glass 6+6 mm | 200 | Sqft | 810 | 162000 | 50 | Sqft | Challan | 152/02.07.26 | 38.25 | 810 | 30982.5 | 18% | 5576.85 | 36559.35 | UP/000026/26-27 | 2026-06-07 | Uploaded on 10.07.26
[5 empty] | Total |  |  |  | 260750
[5 empty] | GST 18% |  |  |  | 46935
[5 empty] | Grand Total |  |  |  | 307685
0
213 | PO201/26-27/12/00024 | 2026-01-06 | Shiv Nadar Foundation - - Vidyagyan Sitapur | Service | Re Development of rain harvesting pit bore well to achive stablisation of sand/slit or mica from discharge of water and to free the bore from clogging of the slots with air cpmpressor of 215 cft per minutes capacity etc. complete as required | 176 | HRS | 1689.02 | 297267.52
[5 empty] | Total |  |  |  | 297267.52
[5 empty] | GST 18% |  |  |  | 53508.1536
[5 empty] | Grand Total |  |  |  | 350775.6736
0
214 | 9200167922 | 2026-08-06 | ( AN04 ) HCL TECHNOLOGIES LIMITED | Service | Dismantle existing power socket under table and re-installation on wooden paneling as requires cutting of wooden paneling and re-wiring Total quantity | 19 | Nos | 1200 | 22800 |  |  |  |  | 19 | 1200 | 22800 | 0% | 0 | 22800 | UP/000031/26-27 | 2026-08-07 | Uploaded on 04.08.26
[5 empty] | Total |  |  |  | 22800
[5 empty] | GST 0% |  |  |  | 0
[5 empty] | Grand Total |  |  |  | 22800 | [9 empty] | 22800
215 | 9200168145 | 2026-11-06 | ( AN04 ) HCL TECHNOLOGIES LIMITED | Service | Providing and Fixing of DGU Glass made of 6mm Toughened Glass + 12mm Air Gap + 6mm Toughened Glass complete with all accessories, silicon sealant, labour charges, loading/unloading, shifting charges, cutting, fitting and finishing complete as required | 42 | Sqft | 950 | 39900 | 42 | Sqft | Challan | 185/7.8.26 | 42 | 950 | 39900 | 0% | 0 | 39900 | UP/000053/26-27 | 19/08/2026
|  |  |  | Service | Scaffoldings Charge | 600 | Sqft | 30 | 18000 |  | Challan | 177/30.07.26 |  | 600 | 30 | 18000 | 0% | 0 | 18000 | UP/000053/26-27 | 19/08/2026
[5 empty] | Total |  |  |  | 57900
[5 empty] | GST 0% |  |  |  | 0
[5 empty] | Grand Total |  |  |  | 57900 | [9 empty] | 57900
216 | 9200168288 | 2026-12-06 | ( AN08 ) HCL TECHNOLOGIES LIMITED | Service | Providing and fixing of workstation made out by 25 mm PLPB with edge banding spotted by 40x40 mm wooden batta L type in every 4 feet size of table 17x2 feet (Make- Action TESA, Sharon and Asian Prelam | 2 | Nos | 24500 | 49000 | 4 | Nos | Challan | 153/03.07.26 | 2 | 24500 | 49000 | 18% | 8820 | 57820 | UP/000049/26-27 | 2026-11-08
|  |  |  | Service | Providing and fixing of wooden boxes type made out by 12 mm board 4x4x4 inches (Make-Century, Green ply) | 34 | Rft | 350 | 11900 | 1 | Nos | Challan | 153/03.07.26 | 32 | 350 | 11200 | 18% | 2016 | 13216 | UP/000049/26-27 | 2026-11-08
|  |  |  | Service | Providing and fixing of power outlet point 2+2 (Make Roma) | 15 | Nos | 1200 | 18000 | 15 | Set | Challan | 154/06.07.26 | 15 | 1200 | 18000 | 18% | 3240 | 21240 | UP/000049/26-27 | 2026-11-08
|  |  |  | Service | Providing and fixing 2.5 Sq mm X 3 C copper flexible cable (Make-Plycab) | 100 | Mtr | 210 | 21000 | 43 | Mtr | Challan | 154/06.07.26 | 43 | 210 | 9030 | 18% | 1625.4 | 10655.4 | UP/000049/26-27 | 2026-11-08
|  |  |  | Service | Providing and fixing 12 mm plywood partition for wall gap filling height of wall 10 to 12 feet with GI framing and mica finish both side (Make-Century, Green ply) | 20 | Sqft | 550 | 11000 |  |  |  |  | 15.6 | 550 | 8580 | 18% | 1544.4 | 10124.4 | UP/000049/26-27 | 2026-11-08
|  |  |  | Service | Providing and fixing plastic paint 2 or more coat with minor repairing (Old base) (Make-Asian, Burger) (Make-Century, Green ply) | 2000 | Sqft | 22 | 44000 | Plastic paint 10 Ltr, Putty-5 Kg |  | Challan | 158/09.07.26 | 755 | 22 | 16610 | 18% | 2989.8 | 19599.8 | UP/000049/26-27 | 2026-11-08
[5 empty] | Total |  |  |  | 154900
[5 empty] | GST 18% |  |  |  | 27882
[5 empty] | Grand Total |  |  |  | 182782 | [9 empty] | 132655.6
217 | 8100025346 | 18/06/2026 | ( AN43 ) HCL TECHNOLOGIES LIMITED | Material | Providing and Fixing Compressor complete as required, make-Emerson/Tecumseh | 1 | Nos | 8300 | 8300 |  |  |  |  | 1 | 8300 | 8300 | 18% | 1494 | 9794 | UP/000024/26-27 | 2026-02-07 | Uploaded on 07.07.2026
|  |  |  | Service | R134a Gas Filling complete as required, make-Honeywell/DuPont Refrigerant | 1 | Nos | 3800 | 3800 |  |  |  |  | 1 | 3800 | 3800 | 18% | 684 | 4484 | UP/000025/26-27 | 2026-06-07 | Uploaded on 30.07.2026
|  |  |  | Material | Providing and Fixing Relay complete as required, make-Danfoss/Supco | 1 | Nos | 2300 | 2300 |  |  |  |  | 1 | 2300 | 2300 | 18% | 414 | 2714 | UP/000024/26-27 | 2026-02-07 | Uploaded on 07.07.2026
|  |  |  | Service | Testing & Commissioning Charges complete as required | 1 | Nos | 3600 | 3600 |  |  |  |  | 1 | 3600 | 3600 | 18% | 648 | 4248 | UP/000025/26-27 | 2026-06-07 | Uploaded on 30.07.2026
[5 empty] | Total |  |  |  | 18000
[5 empty] | GST 18% |  |  |  | 3240
[5 empty] | Grand Total |  |  |  | 21240 | [9 empty] | 21240
218 | 8600067413 | 18/06/2026 | ( AN04 ) HCL TECHNOLOGIES LIMITED | Material | Supply of Jaquar Sensor Tap Eye ZSN-CHR-119 for Jaquar Sensor Faucet SNRCHR-51021EB | 20 | Nos | 915 | 18300 |  |  |  |  | 20 | 915 | 18300 | 0% | 0 | 18300 | UP/000027/26-27 | 2026-07-07 | Uploaded on 14.07.26
[5 empty] | Total |  |  |  | 18300
[5 empty] | GST 18% |  |  |  | 0
[5 empty] | Grand Total |  |  |  | 18300
0
219 | 8600067521 | 25/06/2026 | ( AN04 ) HCL TECHNOLOGIES LIMITED | Material | Providing & Fixing of the traffic mirror/ spot view convex mirror for Noida SEZ campus, (32 inches Mirror with 6ft MS pole size 2”) along with proper civil foundation and finish | 2 | Nos | 10200 | 20400 |  |  |  |  | 2 | 10200 | 20400 | 18% | 3672 | 24072 | UP/000040/26-27 | 2026-05-08 | Uploaded on 20.08.26
| PO revised with Tax 18% |  |  |  | Total |  |  |  | 20400
[5 empty] | GST 18% |  |  |  | 3672
[5 empty] | Grand Total |  |  |  | 24072 | [9 empty] | 24072
220 | 9200169394 | 26/06/2026 | ( AN04 ) HCL TECHNOLOGIES LIMITED | Service | Providing and fixing of mag flow Aster Electromagnetic Flow Meter (Model-EMF Series, Size- 50 mm), warranty-01year, make-Aster | 1 | Nos | 43000 | 43000 | 1 | Nos | Challan | 160/14.7.26, 169/17.7.26 | 1 | 43000 | 43000 | 0% | 0 | 43000 | UP/000050/26-27 | 2026-11-08
[5 empty] | Total |  |  |  | 43000
[5 empty] | GST 0% |  |  |  | 0
[5 empty] | Grand Total |  |  |  | 43000
221 | 9200169396 | 26/06/2026 | ( AN04 ) HCL TECHNOLOGIES LIMITED | Service | Providing and fixing 100x50 mm C- Channel and cutting existing channel approx. 12 inches | 32 | Job | 1000 | 32000 | 30 | Rft | Challan | 164/14.7.26 | 30 | 1000 | 30000 | 0% | 0 | 30000 | UP/000044/26-27 | 2026-11-08
[5 empty] | Providing and fixing 75x40 C-Channel approx. 9 inches | 8 | Job | 700 | 5600 | 8 | Rft | Challan | 164/14.7.26 | 8 | 700 | 5600 | 0% | 0 | 5600 | UP/000044/26-27 | 2026-11-08
[5 empty] | Total |  |  |  | 37600
[5 empty] | GST 0% |  |  |  | 0
[5 empty] | Grand Total |  |  |  | 37600 | [9 empty] | 35600
222 | 9200169521 | 29/06/2026 | ( AN04 ) HCL TECHNOLOGIES LIMITED | Service | Providing and fixing Premium Outdoor Fabric Tensile Canopy extended in existing Canopy with ms frem and paint | 55 | Sqft | 480 | 26400 | 20 | Rft | Challan | 162/14.07.26
|  |  |  | Service | Providing & Fixing Roller Blinds Fabric: 100% Polyester with Acrylic coating. Mechanism: Aluminum alloy headrail high grade polymer chain pulley, metal chain, and bottom rail with end caps. Color: As existing | 50 | Sqft | 320 | 16000
[5 empty] | Total |  |  |  | 42400
[5 empty] | GST 0% |  |  |  | 0
[5 empty] | Grand Total |  |  |  | 42400
223 | 9200169529 | 29/06/2026 | ( AN04 ) HCL TECHNOLOGIES LIMITED | Service | Providing and fixing of 5 mm thick mirror glass size 1195X590 | 11 | Nos | 1630 | 17930 | 11 | Nos | Challan | 170/17.7.26 | 11 | 1630 | 17930 | 0% | 0 | 17930 | UP/000037/26-27 | 30/7/2026 | Uploaded on 04.08.26
|  |  |  | Service | Providing and fixing of 5mm mirror glass size 1790X590 | 1 | Nos | 2445 | 2445 | 1 | Nos | Challan | 170/17.7.26 | 1 | 2445 | 2445 | 0% | 0 | 2445 | UP/000037/26-27 | 30/7/2026 | Uploaded on 04.08.26
|  |  |  | Service | Providing and fixing of GI L Angle size 18X18 mm | 150 | Rft | 113 | 16950 | 156 | Rft | Challan | 161/14.7.26 | 150 | 113 | 16950 | 0% | 0 | 16950 | UP/000037/26-27 | 30/7/2026 | Uploaded on 04.08.26
|  |  |  | Service | Providing and fixing of 12mm plywood | 120 | Sqft | 370 | 44400 | 120 | Sqft | Challan | 161/14.7.26 | 120 | 370 | 44400 | 0% | 0 | 44400 | UP/000037/26-27 | 30/7/2026 | Uploaded on 04.08.26
|  |  |  | Service | Removing the existing glass/plywood and bidding shifting to as direction by site engineer | 100 | Sqft | 45 | 4500 |  |  |  |  | 100 | 45 | 4500 | 0% | 0 | 4500 | UP/000037/26-27 | 30/7/2026 | Uploaded on 04.08.26
[5 empty] | Total |  |  |  | 86225
[5 empty] | GST 0% |  |  |  | 0
[5 empty] | Grand Total |  |  |  | 86225 | [9 empty] | 86225
224 | 9200170088 | 2026-06-07 | ( AN04 ) HCL TECHNOLOGIES LIMITED | Service | Supply and installation of Wall Mounted fan 400mm complete with mounting accessories, testing and commissioning, warranty-01year for fan Crompton / Havells / Orient | 30 | Nos | 2350 | 70500 | 30 | Nos | Challan | 182/05.08.26
|  |  |  | Service | Supply and fixing of 1.5 Sq.mm, 3 Core Flexible Copper Cable complete with termination and dressing Polycab / RR Kabel / Finolex. | 1350 | Mtr | 124 | 167400 | 300 | Mtr | Challan | 183/06.08.26
|  |  |  | Service | Supply and fixing of 25mm HD PVC Conduit Pipe including bends, couplers, saddles and all accessories complete AKG / Precision / BEC | 1350 | Mtr | 50 | 67500 | 300 | Mtr | Challan | 183/06.08.26
|  |  |  | Service | Supply and fixing of switch, socket and PVC box complete with wiring connections Anchor Roma / Legrand / GM | 30 | Nos | 350 | 10500 | 30 | Nos | Challan | 183/06.08.26
|  |  |  | Service | Gypsum ceiling cutting and repairing (Approx. 3' x 3') including finishing and touch-up complete Gyproc | 20 | Job | 405 | 8100
[5 empty] | Total |  |  |  | 324000
[5 empty] | GST 0% |  |  |  | 0
[5 empty] | Grand Total |  |  |  | 324000
225 | 9200170260 | 2026-07-07 | ( AN04 ) HCL TECHNOLOGIES LIMITED | Service | Supply and fixing of SS (Grade 304) Railing Pipe 20mm, (Make Jindal / Tata | 60 | Rft | 205 | 12300 | 20 | Rft | Challan | 163/14.7.26 | 60 | 205 | 12300 | 0% | 0 | 12300 | UP/000039/26-27 | 2026-04-08
|  |  |  | Service | Repairing of SS Railing Pipe 20mm | 180 | Rft | 85 | 15300 |  |  |  |  | 180 | 85 | 15300 | 0% | 0 | 15300 | UP/000039/26-27 | 2026-04-08
|  |  |  | Service | Providing and fixing 12/15mm thick polished granite stone skirting as per existing | 100 | Rft | 220 | 22000 | 50 | Rft | Challan | 163/14.7.26 | 100 | 220 | 22000 | 0% | 0 | 22000 | UP/000039/26-27 | 2026-04-08
[5 empty] | Total |  |  |  | 49600
[5 empty] | GST 0% |  |  |  | 0
[5 empty] | Grand Total |  |  |  | 49600 | [9 empty] | 49600
226 | 9200170418 | 2026-08-07 | ( AN04 ) HCL TECHNOLOGIES LIMITED | Service | Charges Towards the dismantling of Existing Ducting Collar with Grill and Damper installed in Cafe 3 | 600 | Sqft | 18 | 10800 | 320 | Sqft | Challan | 193/20.8.26
|  |  | 2 | Service | Supply, Fabrication& installation of 20G GI Ducting including, Nut Bolt Gasket and supporting arrangement at Site Cafe 3 | 350 | Sqft | 220 | 77000 | 350 | Sqft | Challan | 171/17.7.26
|  |  | 3 | Service | Supply, Fabrication& installation of 22G GI Ducting including, Nut Bolt Gasket and supporting arrangement at Site Cafe 3 | 250 | Sqft | 220 | 55000 | 250 | Sqft | Challan | 171/17.7.26
|  |  | 4 | Service | Charges Towards the shifting of dismantling duct at Scrapyard | 1 | Job | 15000 | 15000
|  |  | 5 | Service | Charges Towards the Removal, Dismantling and Duct Cleaning for new Insulation | 1100 | Sqft | 12 | 13200 | SR 505 30L |  | Challan | 172/20.07.26
|  |  | 6 | Service | Supply and installation of 25mm Nitrile Rubber Insulation including Adhesive and Tap on Both LHS and RHS Side HRW at site | 1100 | Sqft | 70 | 77000 | 120 | Sqmt. | Challan | 175/27.7.26
|  |  | 7 | Service | Charges Towards the Shifting of This Insulation debris on Scrapyard | 1 | Job | 6500 | 6500
|  |  | 8 | Service | Charges Towards the dismantling of Existing Ducting Collar with Grill and Damper installed in Cafe 3 | 150 | Sqft | 18 | 2700
|  |  | 9 | Service | Supply, Fabrication& installation of 24G GI Ducting including, Nut Bolt Gasket and supporting arrangement at Site Cafe 3 | 150 | Sqft | 220 | 33000 | 150 | Sqft | Challan | 171/17.7.26
|  |  | 10 | Service | Charges Towards the shifting of dismantling duct at Scrapyard | 1 | Job | 6500 | 6500
|  |  | 11 | Service | Charges Towards the dismantling of Existing Ducting Collar with Grill and Damper installed in Cafe 3 | 975 | Sqft | 18 | 17550
|  |  | 12 | Service | Charges Towards the shifting of dismantling duct at Scrapyard | 1 | Job | 15000 | 15000
|  |  | 13 | Service | Charges Towards the dismantling of Existing Ducting Collar with Grill and Damper installed in Cafe 3 | 390 | Sqft | 18 | 7020
|  |  | 14 | Service | Supply, Fabrication& installation of 20G GI Ducting including, Nut Bolt Gasket and supporting arrangement at Site Cafe 3 | 390 | Sqft | 220 | 85800 | 390 | Sqft | Challan | 171/17.7.26
|  |  | 15 | Service | Charges Towards the shifting of dismantling duct at Scrapyard | 1 | Job | 15000 | 15000
|  |  | 16 | Service | Charges Towards the dismantling of Existing Ducting Collar with Grill and Damper installed in Cafe 3 | 385 | Sqft | 18 | 6930
|  |  | 17 | Service | Supply, Fabrication& installation of 22G GI Ducting including, Nut Bolt Gasket and supporting arrangement at Site Cafe 3 | 385 | Sqft | 220 | 84700 | 385 | Sqft | Challan | 171/17.7.26
|  |  | 18 | Service | Charges Towards the shifting of dismantling duct at Scrapyard | 1 | Job | 13000 | 13000
|  |  | 19 | Service | Supply and Installation of Wire Mesh | 1 | Job | 18800 | 18800
|  |  | 20 | Service | Charges Towards the dismantling of Existing Ducting Collar with Grill and Damper installed in Cafe 3 | 625 | Sqft | 18 | 11250
|  |  | 21 | Service | Charges Towards the shifting of dismantling duct at Scrapyard | 1 | Job | 14500 | 14500
|  |  | 22 | Service | Charges Towards the dismantling of Existing Ducting Collar with Grill and Damper installed in Cafe 3 | 400 | Sqft | 18 | 7200
|  |  | 23 | Service | Supply, Fabrication& installation of 20G GI Ducting including, Nut Bolt Gasket and supporting arrangement at Site Cafe 3 | 400 | Sqft | 220 | 88000 | 400 | Sqft | Challan | 171/17.7.26
|  |  | 24 | Service | Charges Towards the shifting of dismantling duct at Scrapyard | 1 | Job | 8550 | 8550
[5 empty] | Total |  |  |  | 690000
[5 empty] | GST 0% |  |  |  | 0
[5 empty] | Grand Total |  |  |  | 690000
227 | 8100025700 | 2026-10-07 | ( AN04 ) HCL TECHNOLOGIES LIMITED | Material | Providing and supplying of 4-inch MS C-Class Pipes, 5.4mm thick conforming to IS:1239- Jindal/Hissar | 150 | Mtr | 1341 | 201150 |  |  |  |  | 150 | 1341 | 201150 | 0% | 0 | 201150 | UP/000054/26-27 | 20/08/2026
|  |  | 2 | Material | Providing and supplying of 3-inch MS C-Class Pipes, 4.5mm thick conforming to IS:1239- Jindal/Hissar. | 150 | Mtr | 910 | 136500 |  |  |  |  | 150 | 910 | 136500 | 0% | 0 | 136500 | UP/000054/26-27 | 20/08/2026
|  |  | 3 | Material | Providing and supplying of 100mm Pressure reducing valve (PRV) - Zoloto/Sant | 2 | Nos | 57008 | 114016 | [5 empty] | 57008 | 0 | 0% | 0 | 0
|  |  | 4 | Material | Providing and supplying of 80mm Pressure reducing valve (PRV) - Zoloto/Sant | 2 | Nos | 28070 | 56140 | [5 empty] | 28070 | 0 | 0% | 0 | 0
|  |  | 5 | Material | Providing and supplying of 100mm MS Nipple, make- standard | 2 | Nos | 275 | 550 | [5 empty] | 275 | 0 | 0% | 0 | 0
|  |  | 6 | Material | Providing and supplying of 80mm MS Nipple, make- standard | 2 | Nos | 200 | 400 | [5 empty] | 200 | 0 | 0% | 0 | 0
|  |  | 7 | Material | Providing and supplying of 100mm CI Butterfly valve including all accessories and hardwares - Audco | 55 | Nos | 5683 | 312565 | [5 empty] | 5683 | 0 | 0% | 0 | 0
|  |  | 8 | Material | Providing and supplying of 80mm CI Butterfly valve including all accessories and hardwares - Audco | 55 | Nos | 4270 | 234850 | [5 empty] | 4270 | 0 | 0% | 0 | 0
|  |  | 9 | Material | Providing and supplying of 100mm MS Flange including all accessories and hardwares as required | 84 | Nos | 336 | 28224 | [5 empty] | 336 | 0 | 0% | 0 | 0
|  |  | 10 | Material | Providing and supplying of 80mm MS Flange including all accessories and hardwares as required - Reputed | 84 | Nos | 280 | 23520 |  |  |  |  | 84 | 280 | 23520 | 0% | 0 | 23520 | UP/000055/26-27 | 20/08/2026
|  |  | 11 | Material | Providing and supplying of 25mm CS Ball valve including all accessories and hardwares as required - Audco | 10 | Nos | 3756 | 37560 |  |  |  |  | 10 | 3756 | 37560 | 0% | 0 | 37560 | UP/000055/26-27 | 20/08/2026
|  |  | 12 | Material | Providing and supplying of 25mm ARV including all accessories and hardwares as required - Zoloto/Sant | 4 | Nos | 1165 | 4660 | [5 empty] | 1165 | 0 | 0% | 0 | 0
|  |  | 13 | Material | Providing and supplying of 25mm MTA including all accessories and hardwares as required - Reputed make | 6 | Nos | 315 | 1890 | [5 empty] | 315 | 0 | 0% | 0 | 0
|  |  | 14 | Material | Providing and supplying of 100mm MS elbow make- standard | 22 | Nos | 370 | 8140 |  |  |  |  | 22 | 370 | 8140 | 0% | 0 | 8140 | UP/000055/26-27 | 20/08/2026
|  |  | 15 | Material | Providing and supplying of 80mm MS elbow make- standard | 22 | Nos | 238 | 5236 |  |  |  |  | 22 | 238 | 5236 | 0% | 0 | 5236 | UP/000055/26-27 | 20/08/2026
|  |  | 16 | Material | Providing and supplying of 25mm MS nipple make- standard | 10 | Nos | 50 | 500 |  |  |  |  | 10 | 50 | 500 | 0% | 0 | 500 | UP/000055/26-27 | 20/08/2026
|  |  | 17 | Material | Providing and supplying of 100mm CPVC Flange- Supreme | 32 | Nos | 2585 | 82720 | [5 empty] | 2585 | 0 | 0% | 0 | 0
|  |  | 18 | Material | Providing and supplying of 80mm CPVC Flange- Supreme | 32 | Nos | 1582 | 50624 | [5 empty] | 1582 | 0 | 0% | 0 | 0
|  |  | 19 | Material | Supply of nut, bolt, varshel and hardware of required size and material, make- reputed | 100 | Kgs | 134 | 13400 | [5 empty] | 134 | 0 | 0% | 0 | 0
|  |  | 20 | Service | Laying and fixing of 4-inch MS C-Class Pipe including with bends, joints, supporting str ucture, testing etc complete as required | 150 | Mtr | 300 | 45000 | [5 empty] | 300 | 0 | 0% | 0 | 0
|  |  | 21 | Service | Laying and fixing of 3-inch MS C-Class Pipe including with bends, joints, supporting structure, testing etc complete as required | 150 | Mtr | 300 | 45000 | [5 empty] | 300 | 0 | 0% | 0 | 0
|  |  | 22 | Service | Installation and fixing of 100mm PRV with required hardwares and accessories | 2 | Job | 300 | 600 | [5 empty] | 300 | 0 | 0% | 0 | 0
|  |  | 23 | Service | Installation and fixing of 80mm PRV with required hardwares and accessories | 2 | Job | 300 | 600 | [5 empty] | 300 | 0 | 0% | 0 | 0
|  |  | 24 | Service | Installation and fixing of 100mm MS nipple with required hardwares and accessories | 2 | Job | 300 | 600 | [5 empty] | 300 | 0 | 0% | 0 | 0
|  |  | 25 | Service | Installation and fixing of 80mm MS nipple with required hardwares and accessories | 2 | Job | 300 | 600 | [5 empty] | 300 | 0 | 0% | 0 | 0
|  |  | 26 | Service | Installation and fixing of Butterfly valve and flange, including allignment, welding/bolting, and testing for leakproof installation with required accessories and hardwares | 110 |  | 300 | 33000 | [5 empty] | 300 | 0 | 0% | 0 | 0
|  |  | 27 | Service | Fixing and installation of Ball valves with proper alignment, testing and commissioning | 10 | Job | 300 | 3000 | [5 empty] | 300 | 0 | 0% | 0 | 0
|  |  | 28 | Service | Dismantling of chequered 2X2 Feet plate including stacking and disposal as directed by site engineer | 15 | Job | 300 | 4500 | [5 empty] | 300 | 0 | 0% | 0 | 0
|  |  | 29 | Service | Dismantling of RCC floor 2X2 Feet including stacking and disposal as directed by site engineer | 15 | Job | 300 | 4500 | [5 empty] | 300 | 0 | 0% | 0 | 0
|  |  | 30 | Service | Providing and applying 2 coats of enamel paint on MS pipes including surface preparation, priming and finishing | 300 | Mtr | 30 | 9000 | [5 empty] | 30 | 0 | 0% | 0 | 0
|  |  | 31 | Service | Providing and applying 2 coats of red oxide on MS pipes including surface preparation, priming and finishing | 300 | Mtr | 20 | 6000 | [5 empty] | 20 | 0 | 0% | 0 | 0
|  |  | 32 | Service | Charges for making the MS Header using 3- and 4-inch MS Pipe, flenge, elbow, MTA, Nipple, reducer, nipple, primer etc. complete as required | 35 | Job | 2500 | 87500 | [5 empty] | 2500 | 0 | 0% | 0 | 0
|  |  | 33 | Service | Supply and fixing of CPVC nipple, elbow, reducer and other supportive hardwares and accessories for domestic line make- Supreme | 16 | Job | 800 | 12800 | [5 empty] | 800 | 0 | 0% | 0 | 0
|  |  | 34 | Service | Supply and fixing of CPVC nipple, elbow, reducer and other supportive hardwares and accessories for flushing line - make- supreme | 16 | Job | 800 | 12800 | CPVC Solvent 1Ltd | Ltr | Challan | 166/15.7.26 |  | 800 | 0 | 0% | 0 | 0
|  |  | 35 | Service | Dismantling the old existing MS pipeline | 300 | Mtr | 250 | 75000 | [5 empty] | 250 | 0 | 0% | 0 | 0
|  |  | 36 | Service | Dismantling of existing 80mm and 50mm CPVC line | 16 | Job | 400 | 6400 | [5 empty] | 400 | 0 | 0% | 0 | 0
|  |  | 37 | Service | Removal of debris from Tower-5 to outside the capmus by tractor | 2 | Job | 6497.5 | 12995 | [5 empty] | 6497.5 | 0 | 0% | 0 | 0
|  |  | 38 | Service | Removal of waste MS and CPVC Material from Tower- 5 to scrap yard by tractor | 4 | Job | 6865 | 27460 | [5 empty] | 6865 | 0 | 0% | 0 | 0
[5 empty] | Total |  |  |  | 1700000
[5 empty] | GST 0% |  |  |  | 0
[5 empty] | Grand Total |  |  |  | 1700000 | [9 empty] | 412606
0
228 | 9200170657 | 13/07/2026 | ( AN04 ) HCL TECHNOLOGIES LIMITED | Service | SITC 4 Core 16 Sqmm Copper Armoured cable, Polycab/Havells | 60 | Mtr | 1180 | 70800 | 60 | Mtr | Challan | 176/27.7.26 | 60 | 1180 | 70800 | 0% | 0 | 70800 | UP/000046/26-27 | 2026-11-08
|  |  |  | Service | SITC 3 Core 6 Sqmm Copper flexible cable, Polycab/Havells | 60 | Mtr | 400 | 24000 | 60 | Mtr | Challan | 176/27.7.26 | 60 | 400 | 24000 | 0% | 0 | 24000 | UP/000046/26-27 | 2026-11-08
|  |  |  | Service | SITC 32 Amp 3 Pole Industrial Socket, Neptune / Equivalent | 3 | Nos | 4600 | 13800 | 60 | Mtr | Challan | 176/27.7.26 | 3 | 4600 | 13800 | 0% | 0 | 13800 | UP/000046/26-27 | 2026-11-08
|  |  |  | Service | Supply and fixing of cable Glands, Thimble with glanding and thimbling, Standard | 8 | Job | 1000 | 8000 | 60 | Mtr | Challan | 176/27.7.26 | 8 | 1000 | 8000 | 0% | 0 | 8000 | UP/000046/26-27 | 2026-11-08
|  |  |  | Service | Supply and fixing of Raceway 100 mm, Standard | 50 | Feet | 280 | 14000 | 60 | Mtr | Challan | 176/27.7.26 | 50 | 280 | 14000 | 0% | 0 | 14000 | UP/000046/26-27 | 2026-11-08
|  |  |  | Service | Dismantle existing paver block | 400 | Sqft | 18 | 7200 |  |  |  |  | 400 | 18 | 7200 | 0% | 0 | 7200 | UP/000046/26-27 | 2026-11-08
|  |  |  | Service | Providing and laying in position 150 mm cement concrete of specified grade excluding the cost of centering and shuttering (All work up to plinth level). 1:2:4 (1 Cement: 2 coarse sand: 4 graded stone | 400 | Sqft | 160 | 64000 | Badarpur-100 ft, Rodi-70ft, Sand-30ft, Cement-14 bag |  | Challan | 168/16.7.26 | 400 | 160 | 64000 | 0% | 0 | 64000 | UP/000046/26-27 | 2026-11-08
|  |  |  | Service | Paver block installation with side banding by PCC, Size - 200X100X60mm | 400 | Sqft | 45 | 18000 |  |  |  |  | 400 | 45 | 18000 | 0% | 0 | 18000 | UP/000046/26-27 | 2026-11-08
|  |  |  | Service | Providing and Applying Thermoplastic Road Marking Paint wide 4 inch, Standard | 200 | Rft | 45 | 9000 | 2 | Ltr | Challan | 180/08.03.26 | 200 | 45 | 9000 | 0% | 0 | 9000 | UP/000046/26-27 | 2026-11-08
[5 empty] | Total |  |  |  | 228800
[5 empty] | GST 0% |  |  |  | 0
[5 empty] | Grand Total |  |  |  | 228800 | [9 empty] | 228800
229 | 9200170880 | 15/07/2026 | ( AN04 ) HCL TECHNOLOGIES LIMITED | Service | Removing the existing grid ceiling Tiles and shifting in basement | 550 | Nos | 30 | 16500 |  |  |  |  | 550 | 30 | 16500 | 0% | 0 | 16500 | UP/000042/26-27 | 20/08/2026
|  |  |  | Service | Removing the existing 4' linear lights | 8 | Nos | 300 | 2400 |  |  |  |  | 8 | 300 | 2400 | 0% | 0 | 2400 | UP/000042/26-27 | 20/08/2026
|  |  |  | Service | Providing & laying the Mineral fiber grid tiles (Size - 2'x2'), make - Armstrong | 550 | Nos | 378 | 207900 | 552 | Nos | Challan | 184/7.8.26 | 550 | 378 | 207900 | 0% | 0 | 207900 | UP/000042/26-27 | 20/08/2026
|  |  |  | Service | Providing and fixing the gypsum board in light coves for plain surface (Size 4'x1'), Make - (Saint-Gobain Gyproc / Knauf / USG Boral / | 32 | Sqft | 200 | 6400 | 32 | Sqft | Challan | 184/7.8.26 | 32 | 200 | 6400 | 0% | 0 | 6400 | UP/000042/26-27 | 20/08/2026
|  |  |  | Service | Fixing the 1x1 down lights in gypsum ceiling (lights are provided by HCL) | 8 | Nos | 150 | 1200 |  |  |  |  | 8 | 150 | 1200 | 0% | 0 | 1200 | UP/000042/26-27 | 20/08/2026
|  |  |  | Service | Providing & Applying the Plastic paint with putty base prepration (new Base), Make - Asian/Berger | 200 | Sqft | 23 | 4600 |  |  |  |  | 200 | 23 | 4600 | 0% | 0 | 4600 | UP/000042/26-27 | 20/08/2026
|  |  |  | Service | Laying the polythene for workstation protection | 500 | Sqft | 8 | 4000 | 500 | Sqft | Challan | 184/7.8.26 | 500 | 8 | 4000 | 0% | 0 | 4000 | UP/000042/26-27 | 20/08/2026
|  |  |  | Service | Debris Removal from the campus by Tractor trolley | 2 | Trip | 3000 | 6000 |  |  |  |  | 2 | 3000 | 6000 | 0% | 0 | 6000 | UP/000042/26-27 | 20/08/2026
[5 empty] | Total |  |  |  | 249000
[5 empty] | GST 0% |  |  |  | 0
[5 empty] | Grand Total |  |  |  | 249000 | [9 empty] | 249000
230 | 9200171292 | 21/07/2026 | ( AN08 ) HCL TECHNOLOGIES LIMITED | Service | Dismantling and shifting of modular workstation within HCL premises, including careful dismantling, internal handling, loading/unloading to the designated location, and safe stacking as instructed by the client | 24 | Nos | 1650 | 39600 |  |  |  |  | 24 | 1650 | 39600 | 18% | 7128 | 46728 | UP/000051/26-27 | 2026-11-08
[5 empty] | Total |  |  |  | 39600
[5 empty] | GST 0% |  |  |  | 7128
[5 empty] | Grand Total |  |  |  | 46728
231 | 8600068258 | 21/07/2026 | ( AN08 ) HCL TECHNOLOGIES LIMITED | Material | Providing and laying 100 mm thick PCC foundation for pump base complete with cement, sand, aggregate, curing, shuttering, and all labour | 30 | Nos | 200 | 6000
|  |  |  | Material | Providing, fabrication and installation of Metro Sheet Shed using 50×50×3 mm & 50×25×3 mm MS square tube frame including welding, primer, painting, fixing and complete(Make- Jinda/Tata/Equivalent) | 30 | Nos | 240 | 7200
|  |  |  | Material | Providing and laying 25 mm CPVC Pipe (SDR-11) complete with all fittings such as elbows, tees, sockets, solvent cement, clamps, and testing. (Make-Astral /Ashirvad /Supreme) | 125 | Nos | 480 | 60000
|  |  |  | Material | Providing and fixing 1 HP Single-Phase Heavy-Duty Water Pump complete with all accessories(Make-Crompton/Model-DMB10DCSL/Equivalent), warranty-01year | 2 | Nos | 19400 | 38800
|  |  |  | Material | Pump installation, testing and commissioning including alignment, electrical connection, and trial run(Make-NA) | 2 | Nos | 3000 | 6000
|  |  |  | Material | Providing and fixing pump installation accessories including 25 mm CPVC Ball Valve, Brass MTA, elbows, bends, sockets, unions, clamps, solvent, and all miscellaneous fittings required for complete installation(Make-Astral /Ashirvad /Supreme) | 2 | Nos | 4500 | 9000
|  |  |  | Material | Providing and fixing Fully Automatic Water Level Controller for Municipal/Noida Authority Water Supply with sensor, pump controller, wiring, and commissioning. (Generic /Equivalent) | 1 | Nos | 8000 | 8000
[5 empty] | Total |  |  |  | 135000
[5 empty] | GST 0% |  |  |  | 24300
[5 empty] | Grand Total |  |  |  | 159300
232 | 9200171632 | 24/07/2026 | ( AN04 ) HCL TECHNOLOGIES LIMITED | Service | Supply, fixing and installation of Stainless Steel (SS 304) Wall Corner Guard, fabricated from 0.8 mm thick SS 304 sheet, size 900 mm (H) × 50 mm × 50 mm, complete with necessary adhesive, cutting, alignment, finishing, and all accessories required for proper installation as per the Engineer-in-Charge's approval | 54 | Nos | 602 | 32508 | 54 | Nos | Challan | 178/30.07.26 | 24 | 602 | 14448 | 0% | 0 | 14448 | UP/000048/26-27 | 2026-11-08
[5 empty] | Total |  |  |  | 32508
[5 empty] | GST 0% |  |  |  | 0
[5 empty] | Grand Total |  |  |  | 32508
233 | 9200171737 | 27/07/2026 | ( AN04 ) HCL TECHNOLOGIES LIMITED | Service | Providing and fixing Fire door Panic bar, lock, handle (Make -Dorma/Ases) | 10 | Nos | 17500 | 175000 | 10 | Set | Challan | 179/31.7.26 | 10 | 17500 | 175000 | 0% | 0 | 175000 | UP/000045/26-27 | 2026-11-08
[5 empty] | Total |  |  |  | 175000
[5 empty] | GST 0% |  |  |  | 0
[5 empty] | Grand Total |  |  |  | 175000
234 | 8100026070 | 31/07/2026 | ( AN08 ) HCL TECHNOLOGIES LIMITED | Material | Supply of 10,000 Ltrs Water Storage Tank (Antimicrobial Grade) complete with lid and accessories, warranty-01year | 2 | Nos | 140000 | 280000 |  |  |  |  | 2 | 140000 | 280000 | 18% | 50400 | 330400 | UP/000052/26-27 | 18/08/2026
|  |  |  | Service | Providing and laying 100mm thick PCC foundation in 1:2:4 mix including surface preparation, curing and all complete. | 250 | Sqft | 200 | 50000 | Dust-100 ft, Rodi-50 ft, cement-10 Bag | Lot | Challan | 192/20.08.26 |  |  | 0 | 18% | 0 | 0
|  |  |  | Service | Tank interconnection work using 50mm UPVC pipe, tank nipples, unions, solvent cement and all required fittings complete. | 1 | Nos | 8000 | 8000 | [6 empty] | 0 | 18% | 0 | 0
|  |  |  | Service | Providing and fixing 50mm UPVC pipe including cutting, joining clamps and accessories complete | 100 | Rft | 125 | 12500 | [6 empty] | 0 | 18% | 0 | 0
|  |  |  | Service | Supply and fixing of 50mm UPVC Elbow complete. | 15 | Nos | 100 | 1500 | [6 empty] | 0 | 18% | 0 | 0
|  |  |  | Service | Supply and fixing of 50mm UPVC Tee complete | 2 | Nos | 950 | 1900 | [6 empty] | 0 | 18% | 0 | 0
|  |  |  | Service | Supply and fixing of 50mm UPVC Socket complete | 15 | Nos | 30 | 450 | [6 empty] | 0 | 18% | 0 | 0
|  |  |  | Service | Providing and fixing vitrified floor tiles of size 600mm x 600mm over repaired floor, laid on thick bed of cement mortar (1:3), including grouting and finishing complete | 450 | Sqft | 180 | 81000 | [6 empty] | 0 | 18% | 0 | 0
|  |  |  | Service | Floor leveling with cement mortar (1:3) including preparation, laying and finishing complete. | 450 | Sqft | 40 | 18000 | [6 empty] | 0 | 18% | 0 | 0
|  |  |  | Service | Loading, unloading and shifting of 10,000 Ltrs water tanks at site complete | 1 | Job | 10000 | 10000 | [6 empty] | 0 | 18% | 0 | 0
|  |  |  | Service | Transportation charges for tanks and related materials up to site location | 2 | Job | 6000 | 12000 | [6 empty] | 0 | 18% | 0 | 0
|  |  |  | Service | Hole cutting in water tanks including sealing and finishing complete | 4 | Nos | 200 | 800 | [6 empty] | 0 | 18% | 0 | 0
|  |  |  | Service | Dismantling of the Existing Heavy Duty Steel Tank using Gas Cutter/Equivalent into 4 or more parts and shifting to scrap area | 1 | Nos | 14500 | 14500 | [6 empty] | 0 | 18% | 0 | 0
[5 empty] | Total |  |  |  | 490650
[5 empty] | GST 18% |  |  |  | 88317
[5 empty] | Grand Total |  |  |  | 578967
235 | 8600068685 | 2026-06-08 | ( AN04 ) HCL TECHNOLOGIES LIMITED | Material | Providing & Fixing of the traffic mirror/ spot view convex mirror ( 32 inches Mirror with 6ft MS pole size 2”) along with proper civil foundation and finish | 6 | Nos | 10200 | 61200 |  |  |  |  | 6 | 10200 | 61200 | 18% | 11016 | 72216 | UP/000041/26-27 | 2026-11-08
[5 empty] | Total |  |  |  | 61200 | [6 empty] | 0 | 18% | 0 | 0
[5 empty] | GST 18% |  |  |  | 11016 | [6 empty] | 0 | 18% | 0 | 0
[5 empty] | Grand Total |  |  |  | 72216 | [6 empty] | 0 | 18% | 0 | 0
236 | 8600068717 | 2026-07-08 | ( AN04 ) HCL TECHNOLOGIES LIMITED | Material | Supply of 06 mm Double Compressor Cable Gland, Make - Comet / Dowells | 5 | Nos | 236 | 1180 | [6 empty] | 0 | 0% | 0 | 0
|  |  |  | Material | Supply of 10 mm Double Compressor Cable Gland, Make - Comet / Dowells | 25 | Nos | 297 | 7425 | [6 empty] | 0 | 0% | 0 | 0
|  |  |  | Material | Supply of 10 mm & 15 mm Double Compressor Cable Gland, Make - Comet / Dowells | 3 | Nos | 302 | 906 | [6 empty] | 0 | 0% | 0 | 0
|  |  |  | Material | Supply of 10 mm & 20 mm Double Compressor Cable Gland, Make - Comet / Dowells | 10 | Nos | 470 | 4700 | [6 empty] | 0 | 0% | 0 | 0
|  |  |  | Material | Supply of 12 mm Double Compressor Cable Gland, Make - Comet / Dowells | 4 | Nos | 297 | 1188 | [6 empty] | 0 | 0% | 0 | 0
|  |  |  | Material | Supply of 13 mm Double Compressor Cable Gland, Make - Comet / Dowells | 4 | Nos | 297 | 1188 | [6 empty] | 0 | 0% | 0 | 0
|  |  |  | Material | Supply of 15 mm Double Compressor Cable Gland, Make - Comet / Dowells | 5 | Nos | 302 | 1510 | [6 empty] | 0 | 0% | 0 | 0
|  |  |  | Material | Supply of 16 mm Double Compressor Cable Gland, Make - Comet / Dowells | 14 | Nos | 351 | 4914 | [6 empty] | 0 | 0% | 0 | 0
|  |  |  | Material | Supply of 20 mm Double Compressor Cable Gland, Make - Comet / Dowells | 11 | Nos | 470 | 5170 | [6 empty] | 0 | 0% | 0 | 0
|  |  |  | Material | Supply of 20 mm & 50 mm Double Compressor Cable Gland, Make - Comet / Dowells | 3 | Nos | 1950 | 5850 | [6 empty] | 0 | 0% | 0 | 0
|  |  |  | Material | Supply of 25 mm Double Compressor Cable Gland, Make - Comet / Dowells | 52 | Nos | 791 | 41132 | [6 empty] | 0 | 0% | 0 | 0
|  |  |  | Material | Supply of 25 mm & 40 mm Double Compressor Cable Gland, Make - Comet / Dowells | 2 | Nos | 1528 | 3056 | [6 empty] | 0 | 0% | 0 | 0
|  |  |  | Material | Supply of 32 mm Double Compressor Cable Gland. - Make -Comet / Dowells | 8 | Nos | 945 | 7560 | [6 empty] | 0 | 0% | 0 | 0
|  |  |  | Material | Supply of 35 mm Double Compressor Cable Gland, Make - Comet / Dowells | 6 | Nos | 1112 | 6672 | [6 empty] | 0 | 0% | 0 | 0
|  |  |  | Material | Supply of 40 mm Double Compressor Cable Gland, Make - Comet / Dowells | 2 | Nos | 1528 | 3056 | [6 empty] | 0 | 0% | 0 | 0
|  |  |  | Material | Supply of 40 mm & 25 mm Double Compressor Cable Gland, Make - Comet / Dowells | 2 | Nos | 1528 | 3056 | [6 empty] | 0 | 0% | 0 | 0
|  |  |  | Material | Supply of 50 mm Double Compressor Cable Gland, Make - Comet / Dowells | 20 | Nos | 1950 | 39000 | [6 empty] | 0 | 0% | 0 | 0
[5 empty] | Total |  |  |  | 137563
[5 empty] | GST 0% |  |  |  | 0
[5 empty] | Grand Total |  |  |  | 137563
237 | 8500042988 | 2026-11-08 | ( AN08 ) HCL TECHNOLOGIES LIMITED | Material | Providing and fixing Cubical table made out by 25mm PLPB with edgel banding L type size 800x1600x600 with lage 20mm PLPB | 1 | Nos | 18000 | 18000 | [6 empty] | 0 | 18% | 0 | 0
[5 empty] | Total |  |  |  | 18000
[5 empty] | GST 18% |  |  |  | 3240
[5 empty] | Grand Total |  |  |  | 21240
238 | 8100026302 | 17/08/2026 | ( AN04 ) HCL TECHNOLOGIES LIMITED | Material | Supply of Bollard Light 10W BCP100 LEDNW 10W PSU GR M 4000k, make-Philips/Havells, warranty-02years | 16 | Nos | 2900 | 46400 | [6 empty] | 0 | 0% | 0 | 0
|  |  |  | Material | Supply of KEI/Polycab/Havells make Copper Wire 3C x 1.5 sqmm | 200 | Mtr | 80 | 16000 | [6 empty] | 0 | 0% | 0 | 0
|  |  |  | Material | Supply of 3 Pin connector | 16 | Nos | 30 | 480 | [6 empty] | 0 | 0% | 0 | 0
|  |  |  | Service | Foundation & Installation of Bollard Light | 16 | Nos | 1700 | 27200 | [6 empty] | 0 | 0% | 0 | 0
|  |  |  | Service | Installation of Wire 3 Core | 200 | Mtr | 35 | 7000 | [6 empty] | 0 | 0% | 0 | 0
|  |  |  | Service | Installation & Digging of HDPE Pipe | 200 | Mtr | 150 | 30000 | [6 empty] | 0 | 0% | 0 | 0
[5 empty] | Total |  |  |  | 127080
[5 empty] | GST 0% |  |  |  | 0
[5 empty] | Grand Total |  |  |  | 127080
239 | 8600068911 | 17/08/2026 | ( AN04 ) HCL TECHNOLOGIES LIMITED | Material | Supply of Battery 12Volt Capacity 180AH (Make-Amaron Model No-AAM-HW-HC180D04R), warranty-03years | 2 | Nos | 14522 | 29044 | [6 empty] | 0 | 0% | 0 | 0
|  |  |  | Material | Supply of Fenner Power-Flex V-Belts (48 B 1260) | 4 | Nos | 280 | 1120 | [6 empty] | 0 | 0% | 0 | 0
|  |  |  | Material | Supply of Fenner Power-Flex V-Belts (SPAX 1280) | 4 | Nos | 361 | 1444 | [6 empty] | 0 | 0% | 0 | 0
|  |  |  | Material | Supply of Fenner Power-Flex V-Belts (1422) | 2 | Nos | 480 | 960 | [6 empty] | 0 | 0% | 0 | 0
[5 empty] | Total |  |  |  | 32568 | [6 empty] | 0 | 0% | 0 | 0
[5 empty] | GST 0% |  |  |  | 0 | [6 empty] | 0 | 0% | 0 | 0
[5 empty] | Grand Total |  |  |  | 32568 | [6 empty] | 0 | 0% | 0 | 0
240 | 9200173425 | 17/08/2026 | ( AN04 ) HCL TECHNOLOGIES LIMITED | Service | Providing and fixing of wrapping/coating of 3-inch MS C-Class Pipes | 18 | Mtr | 450 | 8100 | [6 empty] | 0 | 0% | 0 | 0
|  |  |  | Service | Earthwork Excavation (PCC and normal soil digging up to approx 5ft Depth x 50ft x 3.5ft Wide excavation | 900 | Cft | 40 | 36000 | [6 empty] | 0 | 0% | 0 | 0
|  |  |  | Service | PCC Work: Pouring 100 mm (4 inch) plain cement concrete in the required proportion (e.g., M10, M15, or M20) beneath the floor. This includes the cost of all necessary materials, labor, water, curing, and shuttering (if required) | 100 | Sqft | 180 | 18000 | [6 empty] | 0 | 0% | 0 | 0
|  |  |  | Service | Refilling of normal soil, extra soil and debris shifting to another location or outside of campus | 1 | Lot | 8000 | 8000 | [6 empty] | 0 | 0% | 0 | 0
|  |  |  | Service | Dismantling of existing granite and providing & fixing new granite stone, complete with cutting, polishing, fixing, and finishing as required | 16 | Sqft | 320 | 5120 | [6 empty] | 0 | 0% | 0 | 0
[5 empty] | Total |  |  |  | 75220
[5 empty] | GST 0% |  |  |  | 0
[5 empty] | Grand Total |  |  |  | 75220
241 | 9200173554 | 19/08/2026 | ( AN04 ) HCL TECHNOLOGIES LIMITED | Service | Supply, fabrication and fixing of 50×50×3 mm MS Angle including cutting, welding, drilling, primer, synthetic enamel paint and installation complete.' Tata Steel / Jindal Steel, Asian Paints (Red Oxide Primer & Enamel) | 300 | Rft | 185 | 55500 | [6 empty] | 0 | 0% | 0 | 0
|  |  |  | Service | Dismantling and removal of existing 50×50×3 mm MS Angle, including loading, shifting and disposal of scrap/debris to the designated location. Hilti Cutting Tools / Bosch Power Tools | 140 | Rft | 30 | 4200 | [6 empty] | 0 | 0% | 0 | 0
|  |  |  | Service | Dismantling of existing 200×300 mm PCC using Hilti Electric Breaker, including cutting, breaking and disposal of debris | 80 | Rft | 1050 | 84000 | [6 empty] | 0 | 0% | 0 | 0
|  |  |  | Service | Supply and applying of Badarpur plaster | 240 | Rft | 85 | 20400 | [6 empty] | 0 | 0% | 0 | 0
|  |  |  | Service | Providing and fixing of 150mm PVC Pipe Supreme / Astral | 60 | Rft | 340 | 20400 | [6 empty] | 0 | 0% | 0 | 0
[5 empty] | Total |  |  |  | 184500 | [6 empty] | 0 | 0% | 0 | 0
[5 empty] | GST 0% |  |  |  | 0 | [6 empty] | 0 | 0% | 0 | 0
[5 empty] | Grand Total |  |  |  | 184500 | [6 empty] | 0 | 0% | 0 | 0
[9 empty] | 0 | [6 empty] | 0 | 0% | 0 | 0
[9 empty] | 0 | [6 empty] | 0 | 0% | 0 | 0
[9 empty] | 0 | [6 empty] | 0 | 0% | 0 | 0
[9 empty] | 0 | [6 empty] | 0 | 0% | 0 | 0
[9 empty] | 0 | [6 empty] | 0 | 0% | 0 | 0
[9 empty] | 0 | [6 empty] | 0 | 0% | 0 | 0
[9 empty] | 0 | [6 empty] | 0 | 0% | 0 | 0
[9 empty] | 0 | [6 empty] | 0 | 0% | 0 | 0
[9 empty] | 0 | [6 empty] | 0 | 0% | 0 | 0
[9 empty] | 0 | [6 empty] | 0 | 0% | 0 | 0
[9 empty] | 0 | [6 empty] | 0 | 0% | 0 | 0
[9 empty] | 0 | [6 empty] | 0 | 0% | 0 | 0
[9 empty] | 0 | [6 empty] | 0 | 0% | 0 | 0
[9 empty] | 0 | [6 empty] | 0 | 0% | 0 | 0
[9 empty] | 0 | [6 empty] | 0 | 0% | 0 | 0
[9 empty] | 0 | [6 empty] | 0 | 0% | 0 | 0
[9 empty] | 0 | [6 empty] | 0 | 0% | 0 | 0
[9 empty] | 0 | [6 empty] | 0 | 0% | 0 | 0
[9 empty] | 0 | [6 empty] | 0 | 0% | 0 | 0
[9 empty] | 0 | [6 empty] | 0 | 0% | 0 | 0
[9 empty] | 0 | [6 empty] | 0 | 0% | 0 | 0
[9 empty] | 0 | [6 empty] | 0 | 0% | 0 | 0
[9 empty] | 0 | [6 empty] | 0 | 0% | 0 | 0
[9 empty] | 0 | [6 empty] | 0 | 0% | 0 | 0
[9 empty] | 0 | [6 empty] | 0 | 0% | 0 | 0
[9 empty] | 0 | [6 empty] | 0 | 0% | 0 | 0
[9 empty] | 0 | [6 empty] | 0 | 0% | 0 | 0
[9 empty] | 0 | [6 empty] | 0 | 0% | 0 | 0

## Pending PO
129 | 9200146935 | 2025-02-09 | ( AN04 ) HCL TECHNOLOGIES LIMITED | Service | Cable laying/routing/civil, conduiting & associated work from SS1 to SS3 | 1600 | Mtr | 228 | 364800
[5 empty] | Total |  |  |  | 364800
[5 empty] | GST 18% |  |  |  | 0
[5 empty] | Grand Total |  |  |  | 364800
175 | 8100023062 | 2026-12-02 | ( AN08 ) HCL TECHNOLOGIES LIMITED | Material | Supply of Energy meter MODEL L&T WL 400010 With enclosure Size 300X300 x200, 3 no CT, and MCB with complete wiring | 11 | Nos | 8996 | 98956
|  |  |  | Material | Providing of TPN DB 18 way complete set with TPN and MCB,make:ABB/L&T | 1 | Nos | 35520 | 35520
|  |  |  | Material | Providing of SPN DB 6 Way complete set with DP and MCB,make:ABB/L&T | 2 | Nos | 3087 | 6174
|  |  |  | Material | Providing of 4mmx3 C Cu. flexible cable,make:Polycab/Havells | 200 | Mtr | 245 | 49000
|  |  |  | Material | Providing of 6 mm single core wire,make:Polycab/Havells | 100 | Mtr | 118 | 11800
|  |  |  | Material | Providing of MCB 6A,make:ABB/L&T | 24 | Nos | 120 | 2880
|  |  |  | Material | Providing of CT 60/5, make: Standard | 24 | Nos | 200 | 4800
|  |  |  | Service | Providing and fixing of 25mm conduit pipe as require ceiling, wall | 200 | Mtr | 84 | 16800
|  |  |  | Service | Fixing of 6mmX 1 core wire with flexible pipes or conduit pipes | 100 | Mtr | 20 | 2000
|  |  |  | Service | Old DB dismantle and re-wiring | 11 | Nos | 800 | 8800
|  |  |  | Service | Panel cutting and meter installation with MCCB, CT, PT, and wiring | 6 | Job | 600 | 3600
|  |  |  | Service | Meter installation with enclosure 300X300X200 mm | 11 | Nos | 570 | 6270
|  |  |  | Service | Testing commissioning and Programing of energy meter | 17 | Nos | 200 | 3400
[5 empty] | Total |  |  |  | 250000
[5 empty] | GST 18% |  |  |  | 45000
[5 empty] | Grand Total |  |  |  | 295000
177 | 9200158730 | 20/02/2026 | ( AN04 ) HCL TECHNOLOGIES LIMITED | Service | Laying and fixing of 4-inch MS C-Class Pipe including with bends, joints, supporting structure, testing etc complete as required | 110 | Mtr | 100 | 11000
|  |  |  | Service | Laying and fixing of 3-inch MS C-Class Pipe including with bends, joints, supporting structure, testing etc complete as required | 145 | Mtr | 100 | 14500
|  |  |  | Service | Laying and fixing of 65mm MS C-Class Pipe including with bends, joints, supporting structure, testing etc complete as required | 20 | Mtr | 100 | 2000
|  |  |  | Service | Laying and fixing of 50mm MS C-Class Pipe including with bends, joints, supporting structure, testing etc complete as required | 40 | Nos | 100 | 4000
|  |  |  | Service | Installation of 100mm PRV with required hardware and accessories | 2 | Job | 100 | 200
|  |  |  | Service | Installation of 80mm PRV with required hardware and accessories | 2 | Job | 100 | 200
|  |  |  | Service | Installation of 100mm MS nipple with required hardware and accessories | 15 | Job | 100 | 1500
|  |  |  | Service | Installation of 80mm MS nipple with required hardware and accessories | 15 | Job | 100 | 1500
|  |  |  | Service | Installation of Butterfly valve and flange, including | 110 | Job | 100 | 11000
|  |  |  | Service | Installation of Ball valves with proper alignment, testing and commissioning | 7 | Job | 100 | 700
|  |  |  | Service | Dismantling of chequered 2X2 Feet plate including stacking and disposal as directed by site engineer | 15 | Job | 100 | 1500
|  |  |  | Service | Dismantling of RCC floor 2X2 Feet including stacking and disposal as directed by site engineer | 15 | Mtr | 100 | 1500
|  |  |  | Service | Providing and applying 2 coats of enamel paint on MS pipes including surface preparation, priming and finishing | 255 | Mtr | 21 | 5355
|  |  |  | Service | Providing and applying 2 coats of red oxide on MS pipes including surface preparation, priming and finishing | 255 | Mtr | 18 | 4590
|  |  |  | Service | Charges for making the MS Header using 3- and 4-inch MS Pipe, flange, elbow, MTA, Nipple, reducer, nipple, primer etc. complete as required | 30 | Job | 1000 | 30000
|  |  |  | Service | Supply and fixing of CPVC nipple, elbow, reducer and other supportive hardware’s and accessories for domestic line | 16 | Job | 400 | 6400
|  |  |  | Service | Supply and fixing of CPVC nipple, elbow, reducer and other supportive hardware’s and accessories for flushing line | 16 | Mtr | 298 | 4768
|  |  |  | Service | Dismantling the old existing MS pipeline | 315 | Job | 150 | 47250
|  |  |  | Service | Dismantling of existing 80mm and 50mm CPVC line | 15 | Job | 145 | 2175
|  |  |  | Service | Removal of debris from Tower-6 to outside the campus by tractor | 2 | Trolly | 2500 | 5000
|  |  |  | Service | Removal of waste MS and CPVC Material from Tower- 6 to scrap yard by tractor | 4 | Trolly | 2500 | 10000
[5 empty] | Total |  |  |  | 165138
[5 empty] | GST 0% |  |  |  | 0
[5 empty] | Grand Total |  |  |  | 165138
179 | 8600064358 | 24/02/2026 | ( AN04 ) HCL TECHNOLOGIES LIMITED | Material | Supplying of 50mm CPVC Flange- Supreme | 35 | Nos | 386 | 13510
182 | 9200159580 | 2026-03-03 | ( AN08 ) HCL TECHNOLOGIES LIMITED | Service | Supply and fixing of wall tiles 300mmX 600mm or 300mmX450mm with civil work in at in new cup room , thick bed of cement mortar 1:3 (1Cement:3 coarse sand), joint to be field with grouted sealant with group cutting as per required. (Tiles shed exists match subject in market availability)Make- kajaria/Somany) | 350 | Sqft | 260 | 91000 | 34 | Box | Challan | 112/07.05.26, 115/08.5.26
|  |  |  | Service | Supply and fixing of floor tiles 600mmX 600mm after repairing of floor with civil work in at in new cup room, thick bed of cement mortar 1:3(1Cement:3 coarse sand) ,joint to be field with grouted sealant with group cutting as per required .(Tiles shed exists match subject in market availability)Make- kajaria/Somany | 150 | Sqft | 280 | 42000 | 9 | Box | Challan | 112/07.05.26
|  |  |  | Service | Labor charges for fixing of granite stone with molding polishing work on wash basin counter (granite stone provide by HCL) | 100 | Sqft | 190 | 19000
|  |  |  | Service | Supply and fixing 304 Grade Stainless Steel Single Bowl With Drain board Kitchen Sink including waste pipe (Make- Nirali/Neelkanth/ Hindware)18X24 | 1 | Nos | 15800 | 15800
|  |  |  | Service | Supply and fixing of 20mm CPVC pipe with elbow, socket, tee, Solvent etc.(Make -supreme) | 20 | Rft | 750 | 15000 | 20 | Feet | Challan | 217/13.3.26
|  |  |  | Service | Supply and fixing of MTA 20mm(Make -supreme) | 4 | Nos | 325 | 1300 | 4 | Nos | Challan | 217/13.3.26
|  |  |  | Service | Supply and fixing of MTA 20mm(Make -supreme) | 4 | Nos | 325 | 1300 |  |  | Challan | 217/13.3.26
|  |  |  | Service | Supply and fixing of 20mm female brass elbow (Make -supreme) | 6 | Nos | 175 | 1050 | 6 | Nos | Challan | 217/13.3.26
|  |  |  | Service | Supply and fixing of Sink Mixer with Raised ‘J’ Shaped Swinging Spout (Wall Mounted Model) with Connecting Legs & Wall Flanges(Make- Jaquar CON-CHR-319KN) | 2 | Nos | 5000 | 10000
|  |  |  | Service | Supply and fixing of angle Valve(Make -Jaquar) | 4 | Nos | 986 | 3944
|  |  |  | Service | Supply and fixing of SS drain jali 100mm (Make -Jaquar/ Equivalent) | 3 | Nos | 910 | 2730
|  |  |  | Service | Supply and fixing of PVC connection pipe | 6 | Nos | 225 | 1350
|  |  |  | Service | Labor charges for fixing PVC Pipe and fitting for water drain pipe and fitting Provide by HCL) | 1 | Job | 6500 | 6500
|  |  |  | Service | Labor charges for fixing Geyser (Geyser and electrical point provided by HCL) | 1 | Job | 2500 | 2500
|  |  |  | Service | Supply and fixing of PHILIPS 18W LED Square Star Surface Flush Mount Ceiling Lamp (Natural White) | 4 | Nos | 1180 | 4720
|  |  |  | Service | Supply and fixing of switch, batten and wire for lights ( ROMA) | 1 | Job | 4500 | 4500
|  |  |  | Service | G.I ducting fabrication mild steeliness G.I Sheet Make TATA/Bhushan/ thickness 22 Gauge G.I Sheet inside hanging support and fastener, nut-bolt with threading rod, Flinch gas kit labour and material complete work(size-300mmX300mm) | 60 | Sqft | 375 | 22500
|  |  |  | Service | Supply and fixing of Exhaust Fan - 300 mm (Make-Crompton Greaves) | 1 | Nos | 3200 | 3200
|  |  |  | Service | Putty (JK Birla) old base | 1000 | Sqft | 12 | 12000
|  |  |  | Service | Plastic Paint (Asian, Dulex, Berger) old base | 1000 | Sqft | 23 | 23000
[5 empty] | Total |  |  |  | 283394
[5 empty] | GST 18% |  |  |  | 51010.92
[5 empty] | Grand Total |  |  |  | 334404.92
184 | 8600064697 | 2026-06-03 | AN08 ) HCL TECHNOLOGIES LIMITED | Material | Open And Closed Safety Sign Board PVC Sticker (Rectangle, 6-inch X 2 inch) | 100 | Nos | 190 | 19000
|  |  |  | Material | Stools SS pipe Legs with cushion size height 18-inch rounds 14 inch for Multi-Purpose Seating | 4 | Nos | 1850 | 7400
|  |  |  | Material | Supply and fixing of 18 mm board with mica finish self 18x12 inch foldable type with hydraulic all complete at washroom | 8 | Nos | 2159 | 17272
[5 empty] | Total |  |  |  | 43672
[5 empty] | GST 18% |  |  |  | 7860.96
[5 empty] | Grand Total |  |  |  | 51532.96
188 | 9200160318 | 17/3/2026 | ( AN04 ) HCL TECHNOLOGIES LIMITED | Service | Installation of Air Curtains,make-Euronics,model-EAS6 | 3 | Nos | 3000 | 9000
| Changed |  |  | Service | Supply and fixing of wooden framing with 18mm board for air curtains | 3 | Job | 6000 | 18000
|  |  |  | Service | Supply and fixing of 2.5 mm X 3 C Cu. flexible cable, make: Polycab/Havell | 150 | Mtr | 180 | 27000 | 150 | Mtr | Challan | 238/30.3.26
|  |  |  | Service | Supply and laying of 25mm PVC conduit pipe, make-Reputed | 150 | Mtr | 45 | 6750
[5 empty] | Total |  |  |  | 60750
[5 empty] | GST 0% |  |  |  | 0
[5 empty] | Grand Total |  |  |  | 60750
190 | 9200160624 | 17/03/2026 | ( AN04 ) HCL TECHNOLOGIES LIMITED | Service | Supply and installation SS 304 barricade with round upper pipe 50 mm thick and inner pipe 25mm thick in 14 gauge. Four PU wheels will be installed at the bottom and two of which will have the breaks. Wheel size would be 4 inches. Double side SS plate of size 12 x 6 inches in 304 grades would be installed on barricade itself. Total Size of the barricade would be (Size - 4 feet with and 40 inches height | 66 | Nos | 17250 | 1138500 | 66 | Nos | Challan | 228/23.3.26, 231/24.3.26, 105/20.04.26
192 | 9200162322 | 2016-02-04 | ( AN04 ) HCL TECHNOLOGIES LIMITED | Service | SITC Analog Volt Meter Make (AE) | 1 | Nos | 840 | 840 | 1 | Nos | Challan | 106/21.04.26
|  |  |  | Service | SITC Analog Amp Meter Make (AE) | 2 | Nos | 840 | 1680 | 2 | Nos | Challan | 106/21.04.26
|  |  |  | Service | SITC Dual Plate NRV 3 inch Make (Zoloto) | 2 | Nos | 5000 | 10000 | 2 | Nos | Challan | 106/21.04.26
|  |  |  | Service | SITC Dual Plate NRV 4 inch Make (Zoloto) | 2 | Nos | 6300 | 12600 | 2 | Nos | Challan | 106/21.04.26
|  |  |  | Service | SITC Brass Ball Valve 4 inch Make (Zoloto) | 1 | Nos | 17850 | 17850 | 1 | Nos | Challan | 106/21.04.26
|  |  |  | Service | SITC Float Valve Make (Nolta) | 4 | Nos | 2400 | 9600 | 4 | Nos | Challan | 106/21.04.26
|  |  |  | Service | SITC DOL Motor Starter for Operating 2 no. 7.5 HP Pump Make (Standard) | 1 | Nos | 21000 | 21000
|  |  |  | Service | Service of Pump header dismantling and Refixing 2 no. Butterfly Valve and 2 no. NRV | 6 | Set | 4950 | 29700
|  |  |  | Service | SITC Upvc Pipe 4 Inch Make (Supreme) | 200 | Feet | 215 | 43000 | 200 | Feet | Challan | 106/21.04.26
|  |  |  | Service | SITC Upvc Socket 4 Inch Make (Supreme) | 15 | Nos | 210 | 3150 | 15 | Nos | Challan | 106/21.04.26
|  |  |  | Service | SITC Upvc Band 4 Inch Make (Supreme) | 12 | Nos | 410 | 4920 | 12 | Nos | Challan | 106/21.04.26
|  |  |  | Service | SITC Upvc Tee 4 Inch Make (Supreme) | 2 | Nos | 585 | 1170 | 2 | Nos | Challan | 106/21.04.26
|  |  |  | Service | SITC Upvc Reducer 100X50mm Make (Supreme) | 8 | Nos | 235 | 1880 | 8 | Nos | Challan | 106/21.04.26
|  |  |  | Service | SITC Upvc Hose Nipple 2 Inch Make (Supreme) | 7 | Nos | 380 | 2660 | 7 | Nos | Challan | 106/21.04.26
|  |  |  | Service | SITC Butterfly Valve 4 Inch Make (Zoloto) | 4 | Nos | 3750 | 15000 | 4 | Nos | Challan | 106/21.04.26
|  |  |  | Service | SITC UPVC Flange 4 Inch Make (Supreme) | 8 | Nos | 425 | 3400 | 8 | Nos | Challan | 106/21.04.26
|  |  |  | Service | RCC Road Cutting 1X1 feet | 170 | Rft | 450 | 76500
|  |  |  | Service | Providing and laying of PCC 1X1 feet area including mixing finishing complete | 170 | Rft | 250 | 42500
|  |  |  | Service | Core Cutting 4X24 Inch | 2 | Nos | 5000 | 10000
|  |  |  | Service | SITC DOL Motor Starter for Operating 2 no. 7.5 HP Pump Make (Standard) | 2 | Nos | 21000 | 42000
|  |  |  | Service | Providing and fixing of Nut Bolt Make (Standard) | 5 | Kg | 110 | 550 | 5 | Kg | Challan | 106/21.04.26
[5 empty] | Total |  |  |  | 350000
[5 empty] | GST 0% |  |  |  | 0
[5 empty] | Grand Total |  |  |  | 350000
194 | 9200163068 | 2016-09-04 | ( AN04 ) HCL TECHNOLOGIES LIMITED | Service | 7.5 KVA DG Pump Set Repairing with change ball bearing bush and shaft turning (at RWH Pit), make - Kirloskar | 2 | Nos | 4500 | 9000 | 2 | Nos | Challan | 113/08.05.26
|  |  |  | Service | Supply and fixing Base Frame with vibration pad 4 no in its frame, make - Standard. | 2 | Nos | 7600 | 15200 | 2 | Nos | Challan | 113/08.05.26
|  |  |  | Service | 7.5 KVA Deisel engine set overhauling with replacement of Diesel filter, oil filter, Oil, Air cleaner, Nozzle and diesel pump repairing, make - Standard. | 2 | Nos | 23800 | 47600
|  |  |  | Service | Loading-Unloading and shifting to workshop and return. | 2 | Job | 2500 | 5000
|  |  |  | Service | 10 KW Diesel engine Servicing charge with oil, oil filter, diesel filter, damage pipe etc. (at STP), Make - Kirloskar | 2 | Job | 7600 | 15200
|  |  |  | Service | Rewinding and repairing of 7.5 HP sump pump, Make - Grundfos | 2 | Nos | 15000 | 30000
|  |  |  | Service | Providing and fixing 4-inch Pvc pipe, Make - Supreme/ Prakash. | 60 | Feet | 140 | 8400 | 40 | Feet | Challan | 114/08.05.26
|  |  |  | Service | Providing and fixing 4 inches Elbow, Make - Supreme/ Prakash | 8 | Nos | 250 | 2000 | 6 |  | Challan | 114/08.05.26
|  |  |  | Service | Providing and fixing 4 inches longer Tee, Make - Supreme/ Prakash | 2 | Nos | 280 | 560 | 1 |  | Challan | 114/08.05.26
|  |  |  | Service | Providing and fixing End cap, Make - Supreme/ Prakash | 2 | Nos | 130 | 260 |  |  | Challan | 114/08.05.26
|  |  |  | Service | Providing and fixing foot valve 4 Inches, Make - Supreme/ Prakash | 2 | Nos | 1200 | 2400 |  |  | Challan | 114/08.05.26
|  |  |  | Service | Providing and constructing 400 mm pcc foundations | 60 | Sqft | 650 | 39000 | Cement-10 Bag, Rodi 60 ft, Dust-10 ft |  | Challan | 108/23.04.26
[5 empty] | Total |  |  |  | 174620
[5 empty] | GST 0% |  |  |  | 0
[5 empty] | Grand Total |  |  |  | 174620
195 | 8100024212 | 2026-10-04 | ( AN04 ) HCL TECHNOLOGIES LIMITED | Service | SITC of Cooler pump | 10 | Nos | 1200 | 12000 | 10 | Nos | Challan | 109/27.4.26
|  |  |  | Service | SITC of cooler electricity and water piping system as required | 10 | Job | 2500 | 25000
|  |  |  | Service | SITC 3-side high efficiency honeycomb cooling pads-same as per existing | 10 | Set | 3000 | 30000
197 | 9200164054 | 21/04/2026 | ( AN04 ) HCL TECHNOLOGIES LIMITED | Service | Leakage rectification work including providing & fixing required materials such as 100 mm flange, 3/4" bush, 75 mm tee, 50 mm socket, 75 mm pipe and all necessary fittings, complete as per site requirement, Make - Astral/ Supreme/ Jindal. | 5 | Job | 18200 | 91000
|  |  |  | Service | Providing & fixing 600x600 mm grid false ceiling using GI suspension system (main runner, cross tee, wall angle) with mineral fiber ceiling tiles including hangers, fasteners, cutting for light fixtures and complete installation as per site requirement, Make - Armstrong. | 380 | Sqft | 280 | 106400 | Ceiling Tile 600X600mm 9 Box, Silhoute 38 Cross Tee-600MM-Black - 40nos | Box | Challan | 122/15.05.26
[5 empty] | Total |  |  |  | 197400
[5 empty] | GST 0% |  |  |  | 0
[5 empty] | Grand Total |  |  |  | 197400
198 | 9200164606 | 27/04/2026 | ( AN04 ) HCL TECHNOLOGIES LIMITED | Service | Providing and fixing of Metro Sheet shed with 50x50x3mm and 50x25x3 mm MS Square pipe size 15x12 with primer and paint finish | 2 | Nos | 48450 | 96900
[5 empty] | Total |  |  |  | 96900
[5 empty] | GST 18% |  |  |  | 17442
[5 empty] | Grand Total |  |  |  | 114342
201 | 8100024582 | 2026-01-05 | ( AN08 ) HCL TECHNOLOGIES LIMITED | Service | Installation of Panic Bar | 6 | Set | 2200 | 13200
|  |  |  | Service | Dismantle exiting door | 7 | Nos | 1500 | 10500
|  |  |  | Service | Dismantle of existing wall opening is required for fire door size and repairing damage aria with plaster and paint putty all completed | 7 | Job | 6500 | 45500
|  |  |  | Service | Fire door installation with fastener and welding work | 7 | Job | 6000 | 42000
|  |  |  | Service | Checking and repairing of fire door and shifting to side location | 7 | Job | 1800 | 12600
|  |  |  | Service | Debris shifting to out side of campus | 2 | Trolley | 2500 | 5000
|  |  |  | Service | Providing and fabrication cutting welding of MS C channel 75x40x4.8mm | 40 | Rft | 330 | 13200
|  |  |  | Service | Providing and fixing aluminum frame with glass | 60 | Sqft | 850 | 51000
|  |  |  | Material | Supply of Panic Bar for single door age) thick | 6 | Set | 14928 | 89568
[5 empty] | Total |  |  |  | 282568
[5 empty] | GST 18% |  |  |  | 50862.24
[5 empty] | Grand Total |  |  |  | 333430.24
202 | 9200165132 | 2026-02-05 | ( AN04 ) HCL TECHNOLOGIES LIMITED | Service | Repair/Replacement of Faulty Motor – 3 HP – T5 | 2 | Nos | 3500 | 7000
|  |  |  | Service | Repair/Replacement of Faulty Motor – 5 HP – T5 | 1 | Nos | 9600 | 9600
|  |  |  | Service | Repair/Replacement of Faulty Motor – 1.5 HP – T3 | 2 | Nos | 2500 | 5000
|  |  |  | Service | Repair/Replacement of Faulty Motor – 1 HP – T3 | 1 | Nos | 2200 | 2200
|  |  |  | Service | Repair/Replacement of Faulty Motor – 3 HP – T3 | 2 | Nos | 3500 | 7000
|  |  |  | Service | Repair/Replacement of Faulty Motor – 2.5 HP – T3. | 1 | Nos | 3500 | 3500
|  |  |  | Service | Repair/Replacement of Faulty Motor – 1 HP – Tower-1 | 1 | Nos | 2200 | 2200
|  |  |  | Service | Repair/Replacement of Faulty Motor – 5 HP – Tower 2 | 1 | Nos | 9600 | 9600
|  |  |  | Service | Repair/Replacement of Faulty Motor – 3 HP – Outer | 3 | Nos | 3500 | 10500
|  |  |  | Service | Repair/Replacement of Faulty Motor – 5.5 KW – New STP SS1 | 1 | Nos | 11500 | 11500
|  |  |  | Service | Repair/Replacement of Faulty Motor – 2 HP – New STP SS1 | 1 | Nos | 3500 | 3500
|  |  |  | Service | Repair/Replacement of Faulty Motor – 3 HP – New STP SS1 | 1 | Nos | 3500 | 3500
|  |  |  | Service | Repair/Replacement of Faulty Motor – 7.5 HP – New STP SS1 | 1 | Nos | 13500 | 13500
|  |  |  | Service | Repair/Replacement of Faulty Motor – 2.5 HP – Gate No. 3 SS1 | 1 | Nos | 3500 | 3500
|  |  |  | Service | Repair/Replacement of Faulty Motor – 2.2 HP – Old STP SS1 | 1 | Nos | 3500 | 3500
|  |  |  | Service | Repair/Replacement of Faulty Motor – 3 KW – Cafe 3 | 1 | Nos | 3500 | 3500
|  |  |  | Service | Repair/Replacement of Faulty Motor – 5 HP – Tower-4 | 4 | Nos | 10500 | 42000
|  |  |  | Service | Repair/Replacement of Faulty Motor – 10 HP – CP-2 RWH PIT | 2 | Nos | 15800 | 31600
|  |  |  | Service | Repair/Replacement of Faulty Motor–5 HP–Basement Corp Tower | 1 | Nos | 9600 | 9600
|  |  |  | Service | Dismantling of existing pump and refixing of repaired, pump, including supply and fixing of nuts, bolts, gaskets, and required welding work - Complete | 5 | Nos | 2540 | 12700
[5 empty] | Total |  |  |  | 195000
[5 empty] | GST 0% |  |  |  | 0
[5 empty] | Grand Total |  |  |  | 195000
203 | 9200165158 | 2026-04-05 | ( AN04 ) HCL TECHNOLOGIES LIMITED | Service | Hole filling by gypsum and pop size approx. 1x2 feet, Make- Sakarni. | 300 | Nos | 699 | 209700 | 66 | Nos | Challan | 121/15.05.26
|  |  |  | Service | Cable, Pipe passing hole filling by PU Foam Spray, Make -Abro | 300 | Nos | 1926 | 577800 | 300 | Nos | Challan | 121/15.05.26
|  |  |  | Service | Providing and fixing in hole diazola Grade 0000 Steel Wool Fine Wire Roll Pad Stainless Scrub Pad (Medium) 4-inch x 6 feet, Make - Multicomp /Homax/ SM Arnold/ Equivalent | 40 | Roll | 1275 | 51000 | 3 | Roll | Challan | 121/15.05.26
[5 empty] | Total |  |  |  | 838500
[5 empty] | GST 0% |  |  |  | 0
[5 empty] | Grand Total |  |  |  | 838500
204 | 9200165185 | 2026-04-05 | ( AN04 ) HCL TECHNOLOGIES LIMITED | Service | Sadar Ali Stone : Providing & laying granite stone flooring (15mm-18mm thick) in approved shades over a 20mm thick cement mortar base (1:4) | 60 | Sqft | 266 | 15960
|  |  |  | Service | Sadar Ali Stone in 4 inches : Providing & laying Sadar Ali stone flooring shlop finish in 4 inches pic overlaps (18mm- 20mm thick) in approved shades over a 20mm thick cement mortar base (1:4) | 40 | Sqft | 342 | 13680
|  |  |  | Service | Providing and laying Plain PCC nominal size for flooring or backfilling, including ramming and curing Thickness: (4 inches/3 inches) | 100 | Sqft | 130 | 13000
|  |  |  | Service | Providing and fixing cylinder lock (Make-Godrej) | 1 | Nos | 1758 | 1758
|  |  |  | Service | Providing and fixing SS 304 railing top 50mm pipe and pillars 32mm pipe (Tata/S Grip/Equivalent Approved Make) | 15 | Rft | 1045 | 15675
|  |  |  | Service | Dismantling existing stone | 100 | Sqft | 40 | 4000
|  |  |  | Service | Dismantling existing PCC | 100 | Sqft | 80 | 8000
|  |  |  | Service | Debris shifting to outside of campus | 1 | trolly | 2500 | 2500
[5 empty] | Total |  |  |  | 74573
[5 empty] | GST 0% |  |  |  | 13423.14
[5 empty] | Grand Total |  |  |  | 87996.14
205 | 9200165793 | 2026-11-05 | ( AN08 ) HCL TECHNOLOGIES LIMITED | Service | Supply, fabrication, and installation of Grade 304 stainless steel components (pipes, tubes, channels, plates) including welding, grinding, and polishing. Key items include 50mm Dia top rails, 32mmx32mm or 25mm balustrades, and 12mm-20mm horizontal members (Make-Jindal or equivalent) | 20 | Rft | 1450 | 29000
|  |  |  | Service | Supply and Fixing 2 inches SS Pipe (Make-Jindal or equivalent) | 6 | Feet | 400 | 2400
|  |  |  | Service | Supply and Fixing 2 inches SS long Band (Make-Standard) | 2 | Nos | 550 | 1100
|  |  |  | Service | Cutting , welding repairing of existing railing | 1 | Job | 3800 | 3800
[5 empty] | Total |  |  |  | 36300
[5 empty] | GST 18% |  |  |  | 6534
[5 empty] | Grand Total |  |  |  | 42834
206 | 9200165795 | 2026-11-05 | ( AN04 ) HCL TECHNOLOGIES LIMITED | Service | Providing and fixing of neutral link 630 Amp Siemens | 3 | Nos | 9200 | 27600
|  |  |  | Service | Providing and fixing of neutral link 400 Amp Siemens | 2 | Nos | 8200 | 16400
|  |  |  | Service | Providing and fixing of neutral link 250 Amp Siemens | 2 | Nos | 6800 | 13600
|  |  |  | Service | Providing and fixing of Panel Cooling Fan 6" For Industrial 230 V Rexnord /equivalent | 11 | Nos | 1500 | 16500
|  |  |  | Service | Providing and fixing of Cooling fan Louver for Cooling fan covering 6" Rexnord /equivalent | 11 | Nos | 650 | 7150
|  |  |  | Service | Providing and fixing of Starter Panel Hinges Standard | 20 | Nos | 220 | 4400
|  |  |  | Service | Dismantling existing neutral links | 7 | Nos | 1400 | 9800
[5 empty] | Total |  |  |  | 95450
[5 empty] | GST 18% |  |  |  | 0
[5 empty] | Grand Total |  |  |  | 95450
207 | 8100024785 | 2026-12-05 | ( AN08 ) HCL TECHNOLOGIES LIMITED | Material | Supply of 150mm Dia Rubber Expansion Bellow | 1 | Nos | 8000 | 8000
|  |  |  | Service | Welding and Cutting Charges with Dummy plate | 1 | Nos | 6000 | 6000 | 1 | Nos | Challan | 117/12.05.26
[5 empty] | Total |  |  |  | 14000
[5 empty] | GST 18% |  |  |  | 2520
[5 empty] | Grand Total |  |  |  | 16520
208 | 9200165917 | 2026-12-05 | ( AN08 ) HCL TECHNOLOGIES LIMITED | Service | Providing and Making of book shelf of size 6 ft (H) x 5.4 ft (W) x 1.2 ft (D) with 10 compartments, made from 18 mm thick plywood with 1 mm mica finish, including all necessary hardware and installation | 1 | Nos | 24500 | 24500
[5 empty] | Providing and fixing 12 mm thick plywood with mica finish over glass surface, including cutting, pasting, and finishing | 64 | Sqft | 330 | 21120
[5 empty] | Total |  |  |  | 45620
[5 empty] | GST 18% |  |  |  | 8211.6
[5 empty] | Grand Total |  |  |  | 53831.6
209 | 9200165973 | 13/05/2026 | ( PN01 ) HCL Technologies Limited | Service | Supply, Fabrication & installation of 22 gauge GI Duct with making coller in Y shape | 2550 | Sqft | 198 | 504900
[5 empty] | Thermal Insulation (e.g., 13mm Nitrile Rubber) | 2550 | Sqft | 10 | 25500
[5 empty] | Dismantle exiting duct and shifting to scrap yard | 2550 | Sqft | 10 | 25500
[5 empty] | Gap filling by cement, sand and water proofing compound | 2550 | Sqft | 5.5 | 14025
[5 empty] | Total |  |  |  | 569925
[5 empty] | GST 0% |  |  |  | 0
[5 empty] | Grand Total |  |  |  | 569925
210 | 9200166399 | 19/05/2026 | ( AN04 ) HCL TECHNOLOGIES LIMITED | Service | Supply & fixing of 50mm Butterfly Valve, make-Zoloto/Sant | 4 | Nos | 3850 | 15400
|  |  |  | Service | Supply & Fixing of NRV 50mm Flange Type, make-Zoloto/Sant | 4 | Nos | 3780 | 15120
|  |  |  | Service | Supply & Fixing Nut Bolts, make-Standard | 5 | Kg | 120 | 600
|  |  |  | Service | Supply & fixing of 50mm C-Class MS Pipe, make-Jindal | 40 | Rft | 280 | 11200
|  |  |  | Service | Supply & fixing of 50mm MS Flange, make-Standard | 32 | Nos | 325 | 10400
|  |  |  | Service | Making of Hydrant incl. cutting, welding & installation | 2 | Nos | 6500 | 13000
|  |  |  | Service | RCC Cutting for Pipe Installation | 40 | Rft | 325 | 13000
|  |  |  | Service | Repairing of PCC after RCC cutting | 40 | Rft | 265 | 10600
|  |  |  | Service | Primer & Paint (1 primer + 2 enamel coats), make-Berger/Asian Paint | 2 | Job | 5200 | 10400
|  |  |  | Service | Dismantling of Existing Pumps & Hydrant | 2 | Job | 301 | 602
|  |  |  | Service | 12mm Badarpur Plaster with Waterproofing | 225 | Rft | 100 | 22500
|  |  |  | Service | Paint with Primer, make-Berger/Asian Paint | 225 | Rft | 25 | 5625
|  |  |  | Service | Supply & Installation of Sump Pump (make-Crompton, model-STPCS5.52-18) | 4 | Nos | 58600 | 234400
|  |  |  | Service | Supply & Fixing of Float Switch, make-Havells | 15 | Nos | 850 | 12750
|  |  |  | Service | Supply & Fixing of Motor Starter, make-Standard | 2 | Nos | 17202 | 34404
[5 empty] | Total |  |  |  | 410001
[5 empty] | GST 0% |  |  |  | 0
[5 empty] | Grand Total |  |  |  | 410001
Updated Pending Po.-06.06.2026
43 | 8100015047 | 17/10/2024 | ( AN04 ) HCL TECHNOLOGIES LIMITED | Service | Supply and fixing 6A combined box | 95 | Nos | 250 | 23750 | 95 | Nos | Challan | 121
|  |  |  | Service | Laying of 3 core * 1.5 Sq mm Cu. Flexible cable | 500 | Nos | 45 | 22500
|  |  |  | Service | Supply and fixing 20 mm PVC conduit pipe with accessories | 500 | Nos | 75 | 37500 | 500 | Mtr | Challan | 121/24.10.24
129 | 9200146935 | 2025-02-09 | ( AN04 ) HCL TECHNOLOGIES LIMITED | Service | Cable laying/routing/civil, conduiting & associated work from SS1 to SS3 | 1600 | Mtr | 228 | 364800 | 1600 | Mtr | Challan | 18.6.26
[5 empty] | Total |  |  |  | 364800
[5 empty] | GST 18% |  |  |  | 0
[5 empty] | Grand Total |  |  |  | 364800
175 | 8100023062 | 2026-12-02 | ( AN08 ) HCL TECHNOLOGIES LIMITED | Material | Supply of Energy meter MODEL L&T WL 400010 With enclosure Size 300X300 x200, 3 no CT, and MCB with complete wiring | 11 | Nos | 8996 | 98956
|  |  |  | Material | Providing of TPN DB 18 way complete set with TPN and MCB,make:ABB/L&T | 1 | Nos | 35520 | 35520
|  |  |  | Material | Providing of SPN DB 6 Way complete set with DP and MCB,make:ABB/L&T | 2 | Nos | 3087 | 6174
|  |  |  | Material | Providing of 4mmx3 C Cu. flexible cable,make:Polycab/Havells | 200 | Mtr | 245 | 49000
|  |  |  | Material | Providing of 6 mm single core wire,make:Polycab/Havells | 100 | Mtr | 118 | 11800
|  |  |  | Material | Providing of MCB 6A,make:ABB/L&T | 24 | Nos | 120 | 2880
|  |  |  | Material | Providing of CT 60/5, make: Standard | 24 | Nos | 200 | 4800
|  |  |  | Service | Providing and fixing of 25mm conduit pipe as require ceiling, wall | 200 | Mtr | 84 | 16800
|  |  |  | Service | Fixing of 6mmX 1 core wire with flexible pipes or conduit pipes | 100 | Mtr | 20 | 2000
|  |  |  | Service | Old DB dismantle and re-wiring | 11 | Nos | 800 | 8800
|  |  |  | Service | Panel cutting and meter installation with MCCB, CT, PT, and wiring | 6 | Job | 600 | 3600
|  |  |  | Service | Meter installation with enclosure 300X300X200 mm | 11 | Nos | 570 | 6270
|  |  |  | Service | Testing commissioning and Programing of energy meter | 17 | Nos | 200 | 3400
[5 empty] | Total |  |  |  | 250000
[5 empty] | GST 18% |  |  |  | 45000
[5 empty] | Grand Total |  |  |  | 295000
177 | 9200158730 | 20/02/2026 | ( AN04 ) HCL TECHNOLOGIES LIMITED | Service | Laying and fixing of 4-inch MS C-Class Pipe including with bends, joints, supporting structure, testing etc complete as required | 110 | Mtr | 100 | 11000 |  |  | Challan | 138/02.06.2026
|  |  |  | Service | Laying and fixing of 3-inch MS C-Class Pipe including with bends, joints, supporting structure, testing etc complete as required | 145 | Mtr | 100 | 14500 | 4 | Nos | Challan | 136/26.5.26
|  |  |  | Service | Laying and fixing of 65mm MS C-Class Pipe including with bends, joints, supporting structure, testing etc complete as required | 20 | Mtr | 100 | 2000 | 2 | Nos | Challan | 136/26.5.26
|  |  |  | Service | Laying and fixing of 50mm MS C-Class Pipe including with bends, joints, supporting structure, testing etc complete as required | 40 | Nos | 100 | 4000 | 5 | Nos | Challan | 136/26.5.26
|  |  |  | Service | Installation of 100mm PRV with required hardware and accessories | 2 | Job | 100 | 200 |  |  | Challan | 139/03.06.26
|  |  |  | Service | Installation of 80mm PRV with required hardware and accessories | 2 | Job | 100 | 200
|  |  |  | Service | Installation of 100mm MS nipple with required hardware and accessories | 15 | Job | 100 | 1500
|  |  |  | Service | Installation of 80mm MS nipple with required hardware and accessories | 15 | Job | 100 | 1500
|  |  |  | Service | Installation of Butterfly valve and flange, including | 110 | Job | 100 | 11000
|  |  |  | Service | Installation of Ball valves with proper alignment, testing and commissioning | 7 | Job | 100 | 700
|  |  |  | Service | Dismantling of chequered 2X2 Feet plate including stacking and disposal as directed by site engineer | 15 | Job | 100 | 1500
|  |  |  | Service | Dismantling of RCC floor 2X2 Feet including stacking and disposal as directed by site engineer | 15 | Mtr | 100 | 1500
|  |  |  | Service | Providing and applying 2 coats of enamel paint on MS pipes including surface preparation, priming and finishing | 255 | Mtr | 21 | 5355
|  |  |  | Service | Providing and applying 2 coats of red oxide on MS pipes including surface preparation, priming and finishing | 255 | Mtr | 18 | 4590
|  |  |  | Service | Charges for making the MS Header using 3- and 4-inch MS Pipe, flange, elbow, MTA, Nipple, reducer, nipple, primer etc. complete as required | 30 | Job | 1000 | 30000 | CPVC FLANGE 80MM-5 nos,CPVC ELBOW 80MM-5nos, CPVC TEE 80MM-5nos,CPVC BUSH 80X65MM-10nos, | Lot | Challan | 136/29.5.26
|  |  |  | Service | Supply and fixing of CPVC nipple, elbow, reducer and other supportive hardware’s and accessories for domestic line | 16 | Job | 400 | 6400 | CPVC UNION 50MM-10nos, CPVC SOCKET 50MM-10nos, CPVC TEE 50MM-5nos, CPVC ELBOW 50MM-5nos, | Lot | Challan | 136/29.5.26
|  |  |  | Service | Supply and fixing of CPVC nipple, elbow, reducer and other supportive hardware’s and accessories for flushing line | 16 | Mtr | 298 | 4768
|  |  |  | Service | Dismantling the old existing MS pipeline | 315 | Job | 150 | 47250
|  |  |  | Service | Dismantling of existing 80mm and 50mm CPVC line | 15 | Job | 145 | 2175
|  |  |  | Service | Removal of debris from Tower-6 to outside the campus by tractor | 2 | Trolly | 2500 | 5000
|  |  |  | Service | Removal of waste MS and CPVC Material from Tower- 6 to scrap yard by tractor | 4 | Trolly | 2500 | 10000
[5 empty] | Total |  |  |  | 165138
[5 empty] | GST 0% |  |  |  | 0
[5 empty] | Grand Total |  |  |  | 165138
184 | 8600064697 | 2026-06-03 | AN08 ) HCL TECHNOLOGIES LIMITED | Material | Open And Closed Safety Sign Board PVC Sticker (Rectangle, 6-inch X 2 inch) | 100 | Nos | 190 | 19000
|  |  |  | Material | Stools SS pipe Legs with cushion size height 18-inch rounds 14 inch for Multi-Purpose Seating | 4 | Nos | 1850 | 7400
|  |  |  | Material | Supply and fixing of 18 mm board with mica finish self 18x12 inch foldable type with hydraulic all complete at washroom | 8 | Nos | 2159 | 17272 | 8 | Nos | Challan
[5 empty] | Total |  |  |  | 43672
[5 empty] | GST 18% |  |  |  | 7860.96
[5 empty] | Grand Total |  |  |  | 51532.96
192 | 9200162322 | 2016-02-04 | ( AN04 ) HCL TECHNOLOGIES LIMITED | Service | SITC Analog Volt Meter Make (AE) | 1 | Nos | 840 | 840 | 1 | Nos | Challan | 106/21.04.26
|  |  |  | Service | SITC Analog Amp Meter Make (AE) | 2 | Nos | 840 | 1680 | 2 | Nos | Challan | 106/21.04.26
|  |  |  | Service | SITC Dual Plate NRV 3 inch Make (Zoloto) | 2 | Nos | 5000 | 10000 | 2 | Nos | Challan | 106/21.04.26
|  |  |  | Service | SITC Dual Plate NRV 4 inch Make (Zoloto) | 2 | Nos | 6300 | 12600 | 2 | Nos | Challan | 106/21.04.26
|  |  |  | Service | SITC Brass Ball Valve 4 inch Make (Zoloto) | 1 | Nos | 17850 | 17850 | 1 | Nos | Challan | 106/21.04.26
|  |  |  | Service | SITC Float Valve Make (Nolta) | 4 | Nos | 2400 | 9600 | 4 | Nos | Challan | 106/21.04.26
|  |  |  | Service | SITC DOL Motor Starter for Operating 2 no. 7.5 HP Pump Make (Standard) | 1 | Nos | 21000 | 21000 | 1 | Nos | Challan | 148/19.6.26
|  |  |  | Service | Service of Pump header dismantling and Refixing 2 no. Butterfly Valve and 2 no. NRV | 6 | Set | 4950 | 29700
|  |  |  | Service | SITC Upvc Pipe 4 Inch Make (Supreme) | 200 | Feet | 215 | 43000 | 200 | Feet | Challan | 106/21.04.26
|  |  |  | Service | SITC Upvc Socket 4 Inch Make (Supreme) | 15 | Nos | 210 | 3150 | 15 | Nos | Challan | 106/21.04.26
|  |  |  | Service | SITC Upvc Band 4 Inch Make (Supreme) | 12 | Nos | 410 | 4920 | 22 | Nos | Challan | 106/21.04.26, 118/13.5.26
|  |  |  | Service | SITC Upvc Tee 4 Inch Make (Supreme) | 2 | Nos | 585 | 1170 | 2 | Nos | Challan | 106/21.04.26
|  |  |  | Service | SITC Upvc Reducer 100X50mm Make (Supreme) | 8 | Nos | 235 | 1880 | 8 | Nos | Challan | 106/21.04.26
|  |  |  | Service | SITC Upvc Hose Nipple 2 Inch Make (Supreme) | 7 | Nos | 380 | 2660 | 7 | Nos | Challan | 106/21.04.26
|  |  |  | Service | SITC Butterfly Valve 4 Inch Make (Zoloto) | 4 | Nos | 3750 | 15000 | 4 | Nos | Challan | 106/21.04.26
|  |  |  | Service | SITC UPVC Flange 4 Inch Make (Supreme) | 8 | Nos | 425 | 3400 | 8 | Nos | Challan | 106/21.04.26
|  |  |  | Service | RCC Road Cutting 1X1 feet | 170 | Rft | 450 | 76500
|  |  |  | Service | Providing and laying of PCC 1X1 feet area including mixing finishing complete | 170 | Rft | 250 | 42500
|  |  |  | Service | Core Cutting 4X24 Inch | 2 | Nos | 5000 | 10000
|  |  |  | Service | SITC DOL Motor Starter for Operating 2 no. 7.5 HP Pump Make (Standard) | 2 | Nos | 21000 | 42000 | 2 | Nos | Challan | 148/19.6.26
|  |  |  | Service | Providing and fixing of Nut Bolt Make (Standard) | 5 | Kg | 110 | 550 | 5 | Kg | Challan | 106/21.04.26
[5 empty] | Total |  |  |  | 350000
[5 empty] | GST 0% |  |  |  | 0
[5 empty] | Grand Total |  |  |  | 350000
195 | 8100024212 | 2026-10-04 | ( AN04 ) HCL TECHNOLOGIES LIMITED | Material | Supply of Movicool L125 ¦ Industrial Air Cooler symphony, warranty-01year | 10 | Nos | 17000 | 170000
|  |  |  | Service | SITC of Cooler pump | 10 | Nos | 1200 | 12000 | 10 | Nos | Challan | 109/27.4.26
|  |  |  | Service | SITC of cooler electricity and water piping system as required | 10 | Job | 2500 | 25000
|  |  |  | Service | SITC 3-side high efficiency honeycomb cooling pads-same as per existing | 10 | Set | 3000 | 30000 | 10 | Set | Challan | 144/17.6.26
[5 empty] | Total |  |  |  | 237000
[5 empty] | GST 0% |  |  |  | 0
[5 empty] | Grand Total |  |  |  | 237000
197 | 9200164054 | 21/04/2026 | ( AN04 ) HCL TECHNOLOGIES LIMITED | Service | Leakage rectification work including providing & fixing required materials such as 100 mm flange, 3/4" bush, 75 mm tee, 50 mm socket, 75 mm pipe and all necessary fittings, complete as per site requirement, Make - Astral/ Supreme/ Jindal. | 5 | Job | 18200 | 91000
|  |  |  | Service | Providing & fixing 600x600 mm grid false ceiling using GI suspension system (main runner, cross tee, wall angle) with mineral fiber ceiling tiles including hangers, fasteners, cutting for light fixtures and complete installation as per site requirement, Make - Armstrong. | 380 | Sqft | 280 | 106400 | Ceiling Tile 600X600mm 9 Box, Silhoute 38 Cross Tee-600MM-Black - 40nos | Box | Challan | 122/15.05.26
[5 empty] | Total |  |  |  | 197400
[5 empty] | GST 0% |  |  |  | 0
[5 empty] | Grand Total |  |  |  | 197400
198 | 9200164606 | 27/04/2026 | ( AN04 ) HCL TECHNOLOGIES LIMITED | Service | Providing and fixing of Metro Sheet shed with 50x50x3mm and 50x25x3 mm MS Square pipe size 15x12 with primer and paint finish | 2 | Nos | 48450 | 96900 | Square Pipe 2"X2"X3mm 20 Ft. Length-3nos, Square Pipe 2"X1"X3mm 20 Ft. Length-6nos, Metro Sheet 12 Ft length-10nos, MS Plate 8"X8"X8mm-12nos, Black Enamel paint 4 Ltr.-1nos | lot | Challan | 133/25.05.25
[5 empty] | Total |  |  |  | 96900
[5 empty] | GST 18% |  |  |  | 17442
[5 empty] | Grand Total |  |  |  | 114342
201 | 8100024582 | 2026-01-05 | ( AN08 ) HCL TECHNOLOGIES LIMITED | Service | Installation of Panic Bar | 6 | Set | 2200 | 13200
|  |  |  | Service | Dismantle exiting door | 7 | Nos | 1500 | 10500
|  |  |  | Service | Dismantle of existing wall opening is required for fire door size and repairing damage aria with plaster and paint putty all completed | 7 | Job | 6500 | 45500
|  |  |  | Service | Fire door installation with fastener and welding work | 7 | Job | 6000 | 42000
|  |  |  | Service | Checking and repairing of fire door and shifting to side location | 7 | Job | 1800 | 12600
|  |  |  | Service | Debris shifting to out side of campus | 2 | Trolley | 2500 | 5000
|  |  |  | Service | Providing and fabrication cutting welding of MS C channel 75x40x4.8mm | 40 | Rft | 330 | 13200
|  |  |  | Service | Providing and fixing aluminum frame with glass | 60 | Sqft | 850 | 51000
|  |  |  | Material | Supply of Panic Bar for single door age) thick | 6 | Set | 14928 | 89568
[5 empty] | Total |  |  |  | 282568
[5 empty] | GST 18% |  |  |  | 50862.24
[5 empty] | Grand Total |  |  |  | 333430.24
202 | 9200165132 | 2026-02-05 | ( AN04 ) HCL TECHNOLOGIES LIMITED | Service | Repair/Replacement of Faulty Motor – 3 HP – T5 | 2 | Nos | 3500 | 7000 | 2 | Nos | Challan | 145/17.6.26
|  |  |  | Service | Repair/Replacement of Faulty Motor – 5 HP – T5 | 1 | Nos | 9600 | 9600
|  |  |  | Service | Repair/Replacement of Faulty Motor – 1.5 HP – T3 | 2 | Nos | 2500 | 5000
|  |  |  | Service | Repair/Replacement of Faulty Motor – 1 HP – T3 | 1 | Nos | 2200 | 2200
|  |  |  | Service | Repair/Replacement of Faulty Motor – 3 HP – T3 | 2 | Nos | 3500 | 7000 | 2 | Nos | Challan | 145/17.6.26
|  |  |  | Service | Repair/Replacement of Faulty Motor – 2.5 HP – T3. | 1 | Nos | 3500 | 3500
|  |  |  | Service | Repair/Replacement of Faulty Motor – 1 HP – Tower-1 | 1 | Nos | 2200 | 2200
|  |  |  | Service | Repair/Replacement of Faulty Motor – 5 HP – Tower 2 | 1 | Nos | 9600 | 9600
|  |  |  | Service | Repair/Replacement of Faulty Motor – 3 HP – Outer | 3 | Nos | 3500 | 10500
|  |  |  | Service | Repair/Replacement of Faulty Motor – 5.5 KW – New STP SS1 | 1 | Nos | 11500 | 11500
|  |  |  | Service | Repair/Replacement of Faulty Motor – 2 HP – New STP SS1 | 1 | Nos | 3500 | 3500
|  |  |  | Service | Repair/Replacement of Faulty Motor – 3 HP – New STP SS1 | 1 | Nos | 3500 | 3500 | 2 | Nos | Challan | 145/17.6.26
|  |  |  | Service | Repair/Replacement of Faulty Motor – 7.5 HP – New STP SS1 | 1 | Nos | 13500 | 13500
|  |  |  | Service | Repair/Replacement of Faulty Motor – 2.5 HP – Gate No. 3 SS1 | 1 | Nos | 3500 | 3500
|  |  |  | Service | Repair/Replacement of Faulty Motor – 2.2 HP – Old STP SS1 | 1 | Nos | 3500 | 3500
|  |  |  | Service | Repair/Replacement of Faulty Motor – 3 KW – Cafe 3 | 1 | Nos | 3500 | 3500
|  |  |  | Service | Repair/Replacement of Faulty Motor – 5 HP – Tower-4 | 4 | Nos | 10500 | 42000
|  |  |  | Service | Repair/Replacement of Faulty Motor – 10 HP – CP-2 RWH PIT | 2 | Nos | 15800 | 31600
|  |  |  | Service | Repair/Replacement of Faulty Motor–5 HP–Basement Corp Tower | 1 | Nos | 9600 | 9600
|  |  |  | Service | Dismantling of existing pump and refixing of repaired, pump, including supply and fixing of nuts, bolts, gaskets, and required welding work - Complete | 5 | Nos | 2540 | 12700
[5 empty] | Total |  |  |  | 195000
[5 empty] | GST 0% |  |  |  | 0
[5 empty] | Grand Total |  |  |  | 195000
203 | 9200165158 | 2026-04-05 | ( AN04 ) HCL TECHNOLOGIES LIMITED | Service | Hole filling by gypsum and pop size approx. 1x2 feet, Make- Sakarni. | 300 | Nos | 699 | 209700 | 66 | Nos | Challan | 121/15.05.26, 131/25.5.26 -6Bags
|  |  |  | Service | Cable, Pipe passing hole filling by PU Foam Spray, Make -Abro | 300 | Nos | 1926 | 577800 | 300 | Nos | Challan | 121/15.05.26
|  |  |  | Service | Providing and fixing in hole diazola Grade 0000 Steel Wool Fine Wire Roll Pad Stainless Scrub Pad (Medium) 4-inch x 6 feet, Make - Multicomp /Homax/ SM Arnold/ Equivalent | 40 | Roll | 1275 | 51000 | 3 | Roll | Challan | 121/15.05.26
[5 empty] | Total |  |  |  | 838500
[5 empty] | GST 0% |  |  |  | 0
[5 empty] | Grand Total |  |  |  | 838500
204 | 9200165185 | 2026-04-05 | ( AN08 ) HCL TECHNOLOGIES LIMITED | Service | Sadar Ali Stone : Providing & laying granite stone flooring (15mm-18mm thick) in approved shades over a 20mm thick cement mortar base (1:4) | 60 | Sqft | 266 | 15960
|  |  |  | Service | Sadar Ali Stone in 4 inches : Providing & laying Sadar Ali stone flooring shlop finish in 4 inches pic overlaps (18mm- 20mm thick) in approved shades over a 20mm thick cement mortar base (1:4) | 40 | Sqft | 342 | 13680
|  |  |  | Service | Providing and laying Plain PCC nominal size for flooring or backfilling, including ramming and curing Thickness: (4 inches/3 inches) | 100 | Sqft | 130 | 13000
|  |  |  | Service | Providing and fixing cylinder lock (Make-Godrej) | 1 | Nos | 1758 | 1758
|  |  |  | Service | Providing and fixing SS 304 railing top 50mm pipe and pillars 32mm pipe (Tata/S Grip/Equivalent Approved Make) | 15 | Rft | 1045 | 15675
|  |  |  | Service | Dismantling existing stone | 100 | Sqft | 40 | 4000
|  |  |  | Service | Dismantling existing PCC | 100 | Sqft | 80 | 8000
|  |  |  | Service | Debris shifting to outside of campus | 1 | trolly | 2500 | 2500
[5 empty] | Total |  |  |  | 74573
[5 empty] | GST 0% |  |  |  | 13423.14
[5 empty] | Grand Total |  |  |  | 87996.14
205 | 9200165793 | 2026-11-05 | ( AN08 ) HCL TECHNOLOGIES LIMITED | Service | Supply, fabrication, and installation of Grade 304 stainless steel components (pipes, tubes, channels, plates) including welding, grinding, and polishing. Key items include 50mm Dia top rails, 32mmx32mm or 25mm balustrades, and 12mm-20mm horizontal members (Make-Jindal or equivalent) | 20 | Rft | 1450 | 29000
|  |  |  | Service | Supply and Fixing 2 inches SS Pipe (Make-Jindal or equivalent) | 6 | Feet | 400 | 2400
|  |  |  | Service | Supply and Fixing 2 inches SS long Band (Make-Standard) | 2 | Nos | 550 | 1100
|  |  |  | Service | Cutting , welding repairing of existing railing | 1 | Job | 3800 | 3800
[5 empty] | Total |  |  |  | 36300
[5 empty] | GST 18% |  |  |  | 6534
[5 empty] | Grand Total |  |  |  | 42834
Billing
206 | 9200165795 | 2026-11-05 | ( AN04 ) HCL TECHNOLOGIES LIMITED | Service | Providing and fixing of neutral link 400 Amp Siemens | 2 | Nos | 8200 | 16400 | 2 | Nos | Challan | 136/27.05.26 | 1
|  |  |  | Service | Providing and fixing of neutral link 250 Amp Siemens | 2 | Nos | 6800 | 13600 | 2 | Nos | Challan | 136/27.05.26 | 1
|  |  |  | Service | Dismantling existing neutral links | 7 | Nos | 1400 | 9800 |  |  |  |  | 5
209 | 9200165973 | 13/05/2026 | ( PN01 ) HCL Technologies Limited | Service | Supply, Fabrication & installation of 22 gauge GI Duct with making coller in Y shape | 2550 | Sqft | 198 | 504900 | 90 | Nos | Challan | 149/19.6.26
|  |  |  | Service | Thermal Insulation (e.g., 13mm Nitrile Rubber) | 2550 | Sqft | 10 | 25500
|  |  |  | Service | Dismantle exiting duct and shifting to scrap yard | 2550 | Sqft | 10 | 25500
|  |  |  | Service | Gap filling by cement, sand and water proofing compound | 2550 | Sqft | 5.5 | 14025
[5 empty] | Total |  |  |  | 569925
[5 empty] | GST 0% |  |  |  | 0
[5 empty] | Grand Total |  |  |  | 569925
210 | 9200166399 | 19/05/2026 | ( AN04 ) HCL TECHNOLOGIES LIMITED | Service | Supply & fixing of 50mm Butterfly Valve, make-Zoloto/Sant | 4 | Nos | 3850 | 15400
|  |  |  | Service | Supply & Fixing of NRV 50mm Flange Type, make-Zoloto/Sant | 4 | Nos | 3780 | 15120
|  |  |  | Service | Supply & Fixing Nut Bolts, make-Standard | 5 | Kg | 120 | 600
|  |  |  | Service | Supply & fixing of 50mm C-Class MS Pipe, make-Jindal | 40 | Rft | 280 | 11200
|  |  |  | Service | Supply & fixing of 50mm MS Flange, make-Standard | 32 | Nos | 325 | 10400
|  |  |  | Service | Making of Hydrant incl. cutting, welding & installation | 2 | Nos | 6500 | 13000
|  |  |  | Service | RCC Cutting for Pipe Installation | 40 | Rft | 325 | 13000
|  |  |  | Service | Repairing of PCC after RCC cutting | 40 | Rft | 265 | 10600
|  |  |  | Service | Primer & Paint (1 primer + 2 enamel coats), make-Berger/Asian Paint | 2 | Job | 5200 | 10400
|  |  |  | Service | Dismantling of Existing Pumps & Hydrant | 2 | Job | 301 | 602
|  |  |  | Service | 12mm Badarpur Plaster with Waterproofing | 225 | Rft | 100 | 22500
|  |  |  | Service | Paint with Primer, make-Berger/Asian Paint | 225 | Rft | 25 | 5625
|  |  |  | Service | Supply & Installation of Sump Pump (make-Crompton, model-STPCS5.52-18) | 4 | Nos | 58600 | 234400
|  |  |  | Service | Supply & Fixing of Float Switch, make-Havells | 15 | Nos | 850 | 12750
|  |  |  | Service | Supply & Fixing of Motor Starter, make-Standard | 2 | Nos | 17202 | 34404
[5 empty] | Total |  |  |  | 410001
[5 empty] | GST 0% |  |  |  | 0
[5 empty] | Grand Total |  |  |  | 410001
212 | 9200166718 | 25/05/2026 | ( AN04 ) HCL TECHNOLOGIES LIMITED | Service | Providing and fixing toughened glass 12 mm | 250 | Sqft | 395 | 98750
| PO Changed with Tax @18% |  |  | Service | Providing and fixing OF DGU glass 6+6 mm | 200 | Sqft | 810 | 162000
[5 empty] | Total |  |  |  | 260750
[5 empty] | GST 18% |  |  |  | 46935
[5 empty] | Grand Total |  |  |  | 307685
0
213 | PO201/26-27/12/00024 | 2026-01-06 | Shiv Nadar Foundation - - Vidyagyan Sitapur | Service | ReDevelopment of rain harvesting pit bore well to achive stablisation of sand/slit or mica from discharge of water and to free the bore from clogging of the slots with air cpmpressor of 215 cft per minutes capacity etc. complete as required | 176 | HRS | 1689.02 | 297267.52
[5 empty] | Total |  |  |  | 297267.52
[5 empty] | GST 18% |  |  |  | 53508.1536
[5 empty] | Grand Total |  |  |  | 350775.6736
214 | 9200167922 | 2026-08-06 | ( AN04 ) HCL TECHNOLOGIES LIMITED | Service | Dismantle existing power socket under table and re-installation on wooden paneling as requires cutting of wooden paneling and re-wiring Total quantity | 19 | Nos | 1200 | 22800
[5 empty] | Total |  |  |  | 22800
[5 empty] | GST 0% |  |  |  | 0
[5 empty] | Grand Total |  |  |  | 22800
215 | 9200168145 | 2026-10-06 | ( AN04 ) HCL TECHNOLOGIES LIMITED | Service | Providing and Fixing of DGU Glass made of 6mm Toughened Glass + 12mm Air Gap + 6mm Toughened Glass complete with all accessories, silicon sealant, labour charges, loading/unloading, shifting charges, cutting, fitting and finishing complete as required | 42 | Sqft | 950 | 39900
|  |  |  | Service | Scaffoldings Charge | 600 | Sqft | 30 | 18000
[5 empty] | Total |  |  |  | 57900
[5 empty] | GST 0% |  |  |  | 0
[5 empty] | Grand Total |  |  |  | 57900
216 | 9200168288 | 2026-12-06 | ( AN08 ) HCL TECHNOLOGIES LIMITED | Service | Providing and fixing of workstation made out by 25 mm PLPB with edge banding spotted by 40x40 mm wooden batta L type in every 4 feet size of table 17x2 feet(Make- Action TESA, Sharon and Asian Prelam | 2 | Nos | 24500 | 49000
|  |  |  | Service | Providing and fixing of wooden boxes type made out by 12 mm board 4x4x4 inches (Make-Century, Green ply) | 34 | Rft | 350 | 11900
|  |  |  | Service | Providing and fixing of power outlet point 2+2 (Make Roma) | 15 | Nos | 1200 | 18000
|  |  |  | Service | Providing and fixing 2.5 Sq mm X 3 C copper flexible cable (Make-Plycab) | 100 | Mtr | 210 | 21000
|  |  |  | Service | Providing and fixing 12 mm plywood partition for wall gap filling height of wall 10 to 12 feet with GI framing and mica finish both side (Make-Century, Green ply) | 20 | Sqft | 550 | 11000
[5 empty] | Providing and fixing plastic paint 2 or more coat with minor repairing (Old base) (Make-Asian, Burger) (Make-Century, Green ply) | 2000 | Sqft | 22 | 44000
[5 empty] | Total |  |  |  | 154900
[5 empty] | GST 18% |  |  |  | 27882
[5 empty] | Grand Total |  |  |  | 182782
217 | 8100025346 | 18/06/2026 | ( AN43 ) HCL TECHNOLOGIES LIMITED | Material | Providing and Fixing Compressor complete as required, make-Emerson/Tecumseh | 1 | Nos | 8300 | 8300
|  |  |  | Service | R134a Gas Filling complete as required, make-Honeywell/DuPont Refrigerant | 1 | Nos | 3800 | 3800
|  |  |  | Material | Providing and Fixing Relay complete as required, make-Danfoss/Supco | 1 | Nos | 2300 | 2300
|  |  |  | Service | Testing & Commissioning Charges complete as required | 1 | Nos | 3600 | 3600
[5 empty] | Total |  |  |  | 18000
[5 empty] | GST 18% |  |  |  | 3240
[5 empty] | Grand Total |  |  |  | 21240
218 | 8600067413 | 18/06/2026 | ( AN04 ) HCL TECHNOLOGIES LIMITED | Material | Supply of Jaquar Sensor Tap Eye ZSN-CHR-119 for Jaquar Sensor Faucet SNRCHR-51021EB | 20 | Nos | 915 | 18300
[5 empty] | Total |  |  |  | 18300
[5 empty] | GST 18% |  |  |  | 0
[5 empty] | Grand Total |  |  |  | 18300
219 | 8600067521 | 23/06/2026 | ( AN04 ) HCL TECHNOLOGIES LIMITED | Material | Providing & Fixing of the traffic mirror/ spot view convex mirror for Noida SEZ campus,( 32 inches Mirror with 6ft MS pole size 2”) along with proper civil foundation and finish | 2 | Nos | 10200 | 20400
[5 empty] | Total |  |  |  | 20400
[5 empty] | GST 0% |  |  |  | 0
[5 empty] | Grand Total |  |  |  | 20400

## DLF MALL
Purchase Orders | [9 empty] | DC & Bill To Ship To |  |  |  | Tax Invoice
S.No | PO No. | Po date | Site Address | PO Category | Material Description | Qty | Unit | Rate | Amount | Delivery Qty | Delivery UOM | Delivery Source | Delivery Challan No | Billing Qty | Billing Rate | Billing Amount | GST | GST Amount | Total Billing Amount | Bill No | Bill Date
1 | SO/12202429335 | 2024-05-12 | Mall Of India |  | Providing & fixing 80mm dia diesel meter installation with matching flange, nut bolt, gasket | 1 | Nos | 68850 | 68850 | 1 | Nos | Challan | 179/07.01.25 |  |  | 0 | 18% | 0 | 0
[5 empty] | Old fitting open dismantling and direction change then install again | 1 | Job | 15000 | 15000 | [6 empty] | 0 | 18% | 0 | 0
[5 empty] | Freight | 1 | Job | 1500 | 1500 | [6 empty] | 0 | 18% | 0 | 0
[16 empty] | 0 | 18% | 0 | 0
[16 empty] | 0 | 18% | 0 | 0
| Cancelled |  |  |  | Total |  |  |  | 85350
[5 empty] | GST 0% |  |  |  | 15363
[5 empty] | Grand Total |  |  |  | 100713 | [9 empty] | 0
2 | SO/3202530197 | 2025-01-03 | Mall Of India |  | Supply Kent Oil Meter Analog Type Oval Gear Type Flanged End Size -80mm /3" | 1 | Nos | 98900 | 98900 | 1 | Nos | Challan | 15/11.04.25 |  |  | 0 | 18% | 0 | 0 | UP-000014/25-26 | 24.04.2025
[5 empty] | Old fitting open dismantling and direction change then install again | 1 | Job | 15000 | 15000 | [6 empty] | 0 | 18% | 0 | 0
[5 empty] | Freight Charge | 1 | Job | 1500 | 1500 | [6 empty] | 0 | 18% | 0 | 0
[16 empty] | 0 | 18% | 0 | 0
[16 empty] | 0 | 18% | 0 | 0
[5 empty] | Total |  |  |  | 115400
[5 empty] | GST 0% |  |  |  | 20772
[5 empty] | Grand Total |  |  |  | 136172 | [9 empty] | 0
3 | SO/5202531554 | 2025-12-05 | Cushman & Wakefield PMSI Pvt. Ltd. Mall Of India |  | 500 VOLT METER 72MM 10 Nos 3000 WATT CVT TESTING CHARGING - 8 Nos | 1 | Lot | 19000 | 19000 | 10 | Nos | Challan | 33/14.05.2025 | [6 empty] | UP-000090/25-26 | 13/11/2025
[5 empty] | Total |  |  |  | 19000
[5 empty] | GST 18% |  |  |  | 3420
[5 empty] | Grand Total |  |  |  | 22420
4 | SO/5202531677 | 20/05/2025 | Cushman & Wakefield PMSI Pvt. Ltd. Mall Of India |  | SITC of Hot Rolled maintenance free Copper Chemical earthing electrode 80mm dia,3mm thickness, Length- 3 meter | 6 | Nos | 9500 | 57000 | 6 | Nos | Challan | 63/14.07.25 | 6 | 9500 | 57000 | 18% | 10260 | 67260 | UP-000091/25-26 | 13/11/2025
[5 empty] | SITC of Hot Rolled maintenance free Copper Chemical earthing electrode 50mm dia,3mm thickness, Length- 3 meter, | 6 | Nos | 8500 | 51000 | 6 | Nos | Challan | 63/14.07.25 | 6 | 8500 | 51000 | 18% | 9180 | 60180 | UP-000091/25-26 | 13/11/2025
[5 empty] | SITC of Galvanized Iron maintenance free chemical earthing electrode 50mm dia, 3mm thickness, Length- 3 mtrs | 18 | Nos | 5500 | 99000 | 18 | Nos | Challan | 63/14.07.25 | 18 | 5500 | 99000 | 18% | 17820 | 116820 | UP-000091/25-26 | 13/11/2025
[5 empty] | SITC 60/6 Copper Pati fixing with digging normal soil or pcc and connect with earthing to existing Pati and all complete as require metairial ss nut bolts | 15 | Nos | 3500 | 52500 | 15 | Mtr | Challan | 199/18.9.25 | 15 | 3500 | 52500 | 18% | 9450 | 61950 | UP-000091/25-26 | 13/11/2025
[5 empty] | SITC 25/3 Copper Pati fixing with digging normal soil or pcc and connect with earthing to existing Pati and all complete as require material ss nut bolts etc | 15 | Nos | 1900 | 28500 | 15 | Mtr | Challan | 198/16.9.25 | 15 | 1900 | 28500 | 18% | 5130 | 33630 | UP-000091/25-26 | 13/11/2025
[5 empty] | SITC of 50/6 mm GI Galvanized Iron patti fixing as require digging Normal soil or pcc and connect with earthing to existing Patti all complete as require materials ss nut bolt etc. | 15 | Nos | 1050 | 15750 | 15 | Mtr | Challan | 198/16.9.25 | 15 | 1050 | 15750 | 18% | 2835 | 18585 | UP-000091/25-26 | 13/11/2025
[5 empty] | SITC of 25/6 mm GI Galvanized Iron Patti fixing as require digging Normal soil or pcc and connect with earthing to existing Patti all complete as require materials ss nut bolt etc. | 10 | Nos | 450 | 4500 | 10 | Mtr | Challan | 198/16.9.25 | 10 | 450 | 4500 | 18% | 810 | 5310 | UP-000091/25-26 | 13/11/2025
[5 empty] | Total |  |  |  | 308250
[5 empty] | GST 18% |  |  |  | 55485
[5 empty] | Grand Total |  |  |  | 363735 | [9 empty] | 363735
0
0
0
0
0
0
0
0
0
0
0
0
0
0
0
0
0
0
0
0
0
0
0
0
0
0
0
0
0
0
0
0
0
0
0
0
0
0

## Sheet1
1 | 9200146935 | 2025-02-09 | ( AN04 ) HCL TECHNOLOGIES LIMITED | Service | Cable laying/routing/civil, conduiting & associated work from SS1 to SS3 | 1600 | Mtr | 228 | 364800
[5 empty] | Total |  |  |  | 364800
[5 empty] | GST 18% |  |  |  | 0
[5 empty] | Grand Total |  |  |  | 364800
2 | 9200157160 | 2026-02-02 | ( AN04 ) HCL TECHNOLOGIES LIMITED | Service | Dismantling the damaged kota | 250 | Sqft | 45 | 11250
[5 empty] | Providing and fixing the SS railing 304 | 20 | Rft | 1450 | 29000
[5 empty] | Providing and fixing the SS strip of 1"wide, 304 | 20 | Rft | 140 | 2800
[5 empty] | Providing and fixing the SS support for SS Hand rail, 304 | 5 | Nos | 1450 | 7250
[5 empty] | Providing and fixing the Kota skirting | 50 | Rft | 175 | 8750
[5 empty] | Providing and fixing the Staircase Kota | 200 | Sqft | 175 | 35000
[5 empty] | Providing and fixing the Double Fire door hardwares and door Alignment is also included (Hardware: -door closer,panic bar,lever handle, Dead lock,Tower bolt) | 10 | Nos | 35500 | 355000
[5 empty] | Providing and fixing the vision glass on Fire door | 3 | Nos | 3500 | 10500
[5 empty] | Tractor trolly for debris removal from campus | 2 | Trip | 3800 | 7600
[5 empty] | Total |  |  |  | 467150
[5 empty] | GST 0% |  |  |  | 0
[5 empty] | Grand Total |  |  |  | 467150
3 | 8100023062 | 2026-12-02 | ( AN08 ) HCL TECHNOLOGIES LIMITED | Material | Supply of Energy meter MODEL L&T WL 400010 With enclosure Size 300X300 x200, 3 no CT, and MCB with complete wiring | 11 | Nos | 8996 | 98956
|  |  |  | Material | Providing of TPN DB 18 way complete set with TPN and MCB,make:ABB/L&T | 1 | Nos | 35520 | 35520
|  |  |  | Material | Providing of SPN DB 6 Way complete set with DP and MCB,make:ABB/L&T | 2 | Nos | 3087 | 6174
|  |  |  | Material | Providing of 4mmx3 C Cu. flexible cable,make:Polycab/Havells | 200 | Mtr | 245 | 49000
|  |  |  | Material | Providing of 6 mm single core wire,make:Polycab/Havells | 100 | Mtr | 118 | 11800
|  |  |  | Material | Providing of MCB 6A,make:ABB/L&T | 24 | Nos | 120 | 2880
|  |  |  | Material | Providing of CT 60/5, make: Standard | 24 | Nos | 200 | 4800
|  |  |  | Service | Providing and fixing of 25mm conduit pipe as require ceiling, wall | 200 | Mtr | 84 | 16800
|  |  |  | Service | Fixing of 6mmX 1 core wire with flexible pipes or conduit pipes | 100 | Mtr | 20 | 2000
|  |  |  | Service | Old DB dismantle and re-wiring | 11 | Nos | 800 | 8800
|  |  |  | Service | Panel cutting and meter installation with MCCB, CT, PT, and wiring | 6 | Job | 600 | 3600
|  |  |  | Service | Meter installation with enclosure 300X300X200 mm | 11 | Nos | 570 | 6270
|  |  |  | Service | Testing commissioning and Programing of energy meter | 17 | Nos | 200 | 3400
[5 empty] | Total |  |  |  | 250000
[5 empty] | GST 18% |  |  |  | 45000
[5 empty] | Grand Total |  |  |  | 295000
4 | 9200158730 | 20/02/2026 | ( AN04 ) HCL TECHNOLOGIES LIMITED | Service | Laying and fixing of 4-inch MS C-Class Pipe including with bends, joints, supporting structure, testing etc complete as required | 110 | Mtr | 100 | 11000
|  |  |  | Service | Laying and fixing of 3-inch MS C-Class Pipe including with bends, joints, supporting structure, testing etc complete as required | 145 | Mtr | 100 | 14500
|  |  |  | Service | Laying and fixing of 65mm MS C-Class Pipe including with bends, joints, supporting structure, testing etc complete as required | 20 | Mtr | 100 | 2000
|  |  |  | Service | Laying and fixing of 50mm MS C-Class Pipe including with bends, joints, supporting structure, testing etc complete as required | 40 | Nos | 100 | 4000
|  |  |  | Service | Installation of 100mm PRV with required hardware and accessories | 2 | Job | 100 | 200
|  |  |  | Service | Installation of 80mm PRV with required hardware and accessories | 2 | Job | 100 | 200
|  |  |  | Service | Installation of 100mm MS nipple with required hardware and accessories | 15 | Job | 100 | 1500
|  |  |  | Service | Installation of 80mm MS nipple with required hardware and accessories | 15 | Job | 100 | 1500
|  |  |  | Service | Installation of Butterfly valve and flange, including | 110 | Job | 100 | 11000
|  |  |  | Service | Installation of Ball valves with proper alignment, testing and commissioning | 7 | Job | 100 | 700
|  |  |  | Service | Dismantling of chequered 2X2 Feet plate including stacking and disposal as directed by site engineer | 15 | Job | 100 | 1500
|  |  |  | Service | Dismantling of RCC floor 2X2 Feet including stacking and disposal as directed by site engineer | 15 | Mtr | 100 | 1500
|  |  |  | Service | Providing and applying 2 coats of enamel paint on MS pipes including surface preparation, priming and finishing | 255 | Mtr | 21 | 5355
|  |  |  | Service | Providing and applying 2 coats of red oxide on MS pipes including surface preparation, priming and finishing | 255 | Mtr | 18 | 4590
|  |  |  | Service | Charges for making the MS Header using 3- and 4-inch MS Pipe, flange, elbow, MTA, Nipple, reducer, nipple, primer etc. complete as required | 30 | Job | 1000 | 30000
|  |  |  | Service | Supply and fixing of CPVC nipple, elbow, reducer and other supportive hardware’s and accessories for domestic line | 16 | Job | 400 | 6400
|  |  |  | Service | Supply and fixing of CPVC nipple, elbow, reducer and other supportive hardware’s and accessories for flushing line | 16 | Mtr | 298 | 4768
|  |  |  | Service | Dismantling the old existing MS pipeline | 315 | Job | 150 | 47250
|  |  |  | Service | Dismantling of existing 80mm and 50mm CPVC line | 15 | Job | 145 | 2175
|  |  |  | Service | Removal of debris from Tower-6 to outside the campus by tractor | 2 | Trolly | 2500 | 5000
|  |  |  | Service | Removal of waste MS and CPVC Material from Tower- 6 to scrap yard by tractor | 4 | Trolly | 2500 | 10000
[5 empty] | Total |  |  |  | 165138
[5 empty] | GST 0% |  |  |  | 0
[5 empty] | Grand Total |  |  |  | 165138
5 | 9200159413 | 2026-02-03 | ( AN04 ) HCL TECHNOLOGIES LIMITED | Service | Providing and fixing of 10 mm Toughened glass with 8 no hole size 25x59 inches | 1 | Nos | 5200 | 5200
|  |  |  | Service | Providing and fixing of 10 mm Toughened glass with 8 no hole size 25x47 inches | 1 | Nos | 4750 | 4750
|  |  |  | Service | Providing and fixing of 10 mm Toughened glass with 8 no hole size 25x51 inches | 1 | Nos | 4900 | 4900
|  |  |  | Service | Lifting shifting charges for ground floor to 3rd floor terrace | 1 | Job | 3600 | 3600
|  |  |  | Service | Dismantle of existing glass and shifting to as direction of side Engineer | 3 | Job | 850 | 2550
[5 empty] | Total |  |  |  | 21000
[5 empty] | GST 0% |  |  |  | 0
[5 empty] | Grand Total |  |  |  | 21000
6 | 9200159580 | 2026-03-03 | ( AN08 ) HCL TECHNOLOGIES LIMITED | Service | Supply and fixing of wall tiles 300mmX 600mm or 300mmX450mm with civil work in at in new cup room , thick bed of cement mortar 1:3 (1Cement:3 coarse sand), joint to be field with grouted sealant with group cutting as per required. (Tiles shed exists match subject in market availability)Make- kajaria/Somany) | 350 | Sqft | 260 | 91000
|  |  |  | Service | Supply and fixing of floor tiles 600mmX 600mmafter repairing of floor with civil work in at in new cup room, thick bed of cement mortar 1:3(1Cement:3 coarse sand) ,joint to be field with grouted sealant with group cutting as per required .(Tiles shed exists match subject in market availability)Make- kajaria/Somany | 150 | Sqft | 280 | 42000
|  |  |  | Service | Labor charges for fixing of granite stone with molding polishing work on wash basin counter (granite stone provide by HCL) | 100 | Sqft | 190 | 19000
|  |  |  | Service | Supply and fixing 304 Grade Stainless Steel Single Bowl With Drain board Kitchen Sink including waste pipe (Make- Nirali/Neelkanth/ Hindware)18X24 | 1 | Nos | 15800 | 15800
|  |  |  | Service | Supply and fixing of 20mm CPVC pipe with elbow, socket, tee, Solvent etc.(Make -supreme) | 20 | Rft | 750 | 15000
|  |  |  | Service | Supply and fixing of MTA 20mm(Make -supreme) | 4 | Nos | 325 | 1300
|  |  |  | Service | Supply and fixing of MTA 20mm(Make -supreme) | 4 | Nos | 325 | 1300
|  |  |  | Service | Supply and fixing of 20mm female brass elbow (Make -supreme) | 6 | Nos | 175 | 1050
|  |  |  | Service | Supply and fixing of Sink Mixer with Raised ‘J’ Shaped Swinging Spout (Wall Mounted Model) with Connecting Legs & Wall Flanges(Make- Jaquar CON-CHR-319KN) | 2 | Nos | 5000 | 10000
|  |  |  | Service | Supply and fixing of angle Valve(Make -Jaquar) | 4 | Nos | 986 | 3944
|  |  |  | Service | Supply and fixing of SS drain jali 100mm (Make -Jaquar/ Equivalent) | 3 | Nos | 910 | 2730
|  |  |  | Service | Supply and fixing of PVC connection pipe | 6 | Nos | 225 | 1350
|  |  |  | Service | Labor charges for fixing PVC Pipe and fitting for water drain pipe and fitting Provide by HCL) | 1 | Job | 6500 | 6500
|  |  |  | Service | Labor charges for fixing Geyser (Geyser and electrical point provided by HCL) | 1 | Job | 2500 | 2500
|  |  |  | Service | Supply and fixing of PHILIPS 18W LED Square Star Surface Flush Mount Ceiling Lamp (Natural White) | 4 | Nos | 1180 | 4720
|  |  |  | Service | Supply and fixing of switch, batten and wire for lights ( ROMA) | 1 | Job | 4500 | 4500
|  |  |  | Service | G.I ducting fabrication mild steeliness G.I Sheet Make TATA/Bhushan/ thickness 22 Gauge G.I Sheet inside hanging support and fastener, nut-bolt with threading rod, Flinch gas kit labour and material complete work(size-300mmX300mm) | 60 | Sqft | 375 | 22500
|  |  |  | Service | Supply and fixing of Exhaust Fan - 300 mm (Make-Crompton Greaves) | 1 | Nos | 3200 | 3200
|  |  |  | Service | Putty (JK Birla) old base | 1000 | Sqft | 12 | 12000
|  |  |  | Service | Plastic Paint (Asian, Dulex, Berger) old base | 1000 | Sqft | 23 | 23000
[5 empty] | Total |  |  |  | 283394
[5 empty] | GST 18% |  |  |  | 51010.92
[5 empty] | Grand Total |  |  |  | 334404.92
7 | 8600064697 | 2026-06-03 | AN08 ) HCL TECHNOLOGIES LIMITED | Material | Open And Closed Safety Sign Board PVC Sticker (Rectangle, 6-inch X 2 inch) | 100 | Nos | 190 | 19000
|  |  |  | Material | Stools SS pipe Legs with cushion size height 18-inch rounds 14 inch for Multi-Purpose Seating | 4 | Nos | 1850 | 7400
|  |  |  | Material | Supply and fixing of 18 mm board with mica finish self 18x12 inch foldable type with hydraulic all complete at washroom | 8 | Nos | 2159 | 17272
[5 empty] | Total |  |  |  | 43672
[5 empty] | GST 18% |  |  |  | 7860.96
[5 empty] | Grand Total |  |  |  | 51532.96
8 | 8600064728 | 2026-07-03 | ( AN04 ) HCL TECHNOLOGIES LIMITED | Material | Bathla make Industry use Ladder, Height- 6 Feet (Model No-SS 3006) | 2 | Nos | 20640 | 41280
|  |  |  | Material | Bathla makes Industry use Deluxe Self-Supporting Ladder, Height-12 Feet (Model No-DS 2012) | 2 | Nos | 65293 | 130586
|  |  |  | Material | Bathla makes Tower Tiltable Ladder Min. Door Size 2.30M (H) by 1.68M (B) (Model No-TX 1124) | 1 | Nos | 239414 | 239414
[5 empty] | Total |  |  |  | 411280
[5 empty] | GST 18% |  |  |  | 74030.4
[5 empty] | Grand Total |  |  |  | 485310.4
9 | 9200160105 | 2026-11-03 | ( AN04 ) HCL TECHNOLOGIES LIMITED | Service | Supply and laying of 1.5 Sqmm 3 Core Cu. Flexible Cable, make - Polycab/Havells | 400 | Mtr | 109 | 43600
|  |  |  | Service | Supply and fixing PVC Conduit pipe 3/4" - make - Standard | 200 | Mtr | 50 | 10000
|  |  |  | Service | Supply and fixing of Combined Box 6 Amp, make - Anchor | 42 | Nos | 175 | 7350
|  |  |  | Service | Supply and fixing of 9V DC Adaptor, make - Standard | 42 | Nos | 460 | 19320
|  |  |  | Service | Supply and fixing of PVC Batten 3/4", make - Standard | 40 | Nos | 70 | 2800
|  |  |  | Service | Supply and fixing of Wall Tile (Size-1.5'X1'), make - Kajaria/Somani | 25 | Nos | 265 | 6625
|  |  |  | Service | Making of Hole on Wall in bathroom | 6 | Nos | 1000 | 6000
[5 empty] | Total |  |  |  | 95695
[5 empty] | GST 18% |  |  |  | 17225.1
[5 empty] | Grand Total |  |  |  | 112920.1
10 | 9200160318 | 17/3/2026 | ( AN04 ) HCL TECHNOLOGIES LIMITED | Service | Installation of Air Curtains,make-Euronics,model-EAS6 | 3 | Nos | 3000 | 9000
| Changed |  |  | Service | Supply and fixing of wooden framing with 18mm board for air curtains | 3 | Job | 6000 | 18000
|  |  |  | Service | Supply and fixing of 2.5 mm X 3 C Cu. flexible cable, make: Polycab/Havell | 150 | Mtr | 180 | 27000
|  |  |  | Service | Supply and laying of 25mm PVC conduit pipe, make-Reputed | 150 | Mtr | 45 | 6750
[5 empty] | Total |  |  |  | 60750
[5 empty] | GST 0% |  |  |  | 0
[5 empty] | Grand Total |  |  |  | 60750
11 | 9200160624 | 17/03/2026 | ( AN04 ) HCL TECHNOLOGIES LIMITED | Service | Supply and installation SS 304 barricade with round upper pipe 50 mm thick and inner pipe 25mm thick in 14 gauge. Four PU wheels will be installed at the bottom and two of which will have the breaks. Wheel size would be 4 inches. Double side SS plate of size 12 x 6 inches in 304 grades would be installed on barricade itself. Total Size of the barricade would be (Size - 4 feet with and 40 inches height | 66 | Nos | 17250 | 1138500
[5 empty] | Total |  |  |  | 1138500
[5 empty] | GST 0% |  |  |  | 0
[5 empty] | Grand Total |  |  |  | 1138500
12 | 9200162322 | 2016-01-04 | ( AN04 ) HCL TECHNOLOGIES LIMITED | Service | SITC Analog Volt Meter Make (AE) | 1 | Nos | 840 | 840
|  |  |  | Service | SITC Analog Amp Meter Make (AE) | 2 | Nos | 840 | 1680
|  |  |  | Service | SITC Dual Plate NRV 3 inch Make (Zoloto) | 2 | Nos | 5000 | 10000
|  |  |  | Service | SITC Dual Plate NRV 4 inch Make (Zoloto) | 2 | Nos | 6300 | 12600
|  |  |  | Service | SITC Brass Ball Valve 4 inch Make (Zoloto) | 1 | Nos | 17850 | 17850
|  |  |  | Service | SITC Float Valve Make (Nolta) | 4 | Nos | 2400 | 9600
|  |  |  | Service | SITC DOL Motor Starter for Operating 2 no. 7.5 HP Pump Make (Standard) | 1 | Nos | 21000 | 21000
|  |  |  | Service | Service of Pump header dismantling and Refixing 2 no. Butterfly Valve and 2 no. NRV | 6 | Set | 4950 | 29700
|  |  |  | Service | SITC Upvc Pipe 4 Inch Make (Supreme) | 200 | Feet | 215 | 43000
|  |  |  | Service | SITC Upvc Socket 4 Inch Make (Supreme) | 15 | Nos | 210 | 3150
|  |  |  | Service | SITC Upvc Band 4 Inch Make (Supreme) | 12 | Nos | 410 | 4920
|  |  |  | Service | SITC Upvc Tee 4 Inch Make (Supreme) | 2 | Nos | 585 | 1170
|  |  |  | Service | SITC Upvc Reducer 100X50mm Make (Supreme) | 8 | Nos | 235 | 1880
|  |  |  | Service | SITC Upvc Hose Nipple 2 Inch Make (Supreme) | 7 | Nos | 380 | 2660
|  |  |  | Service | SITC Butterfly Valve 4 Inch Make (Zoloto) | 4 | Nos | 3750 | 15000
|  |  |  | Service | SITC UPVC Flange 4 Inch Make (Supreme) | 8 | Nos | 425 | 3400
|  |  |  | Service | RCC Road Cutting 1X1 feet | 170 | Rft | 450 | 76500
|  |  |  | Service | Providing and laying of PCC 1X1 feet area including mixing finishing complete | 170 | Rft | 250 | 42500
|  |  |  | Service | Core Cutting 4X24 Inch | 2 | Nos | 5000 | 10000
|  |  |  | Service | SITC DOL Motor Starter for Operating 2 no. 7.5 HP Pump Make (Standard) | 2 | Nos | 21000 | 42000
|  |  |  | Service | Providing and fixing of Nut Bolt Make (Standard) | 5 | Kg | 110 | 550
[5 empty] | Total |  |  |  | 350000
[5 empty] | GST 0% |  |  |  | 0
[5 empty] | Grand Total |  |  |  | 350000
0
13 | 8500040684 | 2026-02-04 | ( AN04 ) HCL TECHNOLOGIES LIMITED | Material | Supply of 750mm dia glass table with approx 29" height ss/chrome finish base | 1 | Nos | 8500 | 8500
[5 empty] | Total |  |  |  | 8500
[5 empty] | GST 0% |  |  |  | 0
[5 empty] | Grand Total |  |  |  | 8500
0
14 | 9200163068 | 2016-09-04 | ( AN04 ) HCL TECHNOLOGIES LIMITED | Service | 7.5 KVA DG Pump Set Repairing with change ball bearing bush and shaft turning (at RWH Pit), make - Kirloskar | 2 | Nos | 4500 | 9000
|  |  |  | Service | Supply and fixing Base Frame with vibration pad 4 no in its frame, make - Standard. | 2 | Nos | 7600 | 15200
|  |  |  | Service | 7.5 KVA Deisel engine set overhauling with replacement of Diesel filter, oil filter, Oil, Air cleaner, Nozzle and diesel pump repairing, make - Standard. | 2 | Nos | 23800 | 47600
|  |  |  | Service | Loading-Unloading and shifting to workshop and return. | 2 | Job | 2500 | 5000
|  |  |  | Service | 10 KW Diesel engine Servicing charge with oil, oil filter, diesel filter, damage pipe etc. (at STP), Make - Kirloskar | 2 | Job | 7600 | 15200
|  |  |  | Service | Rewinding and repairing of 7.5 HP sump pump, Make - Grundfos | 2 | Nos | 15000 | 30000
|  |  |  | Service | Providing and fixing 4-inch Pvc pipe, Make - Supreme/ Prakash. | 60 | Feet | 140 | 8400
|  |  |  | Service | Providing and fixing 4 inches Elbow, Make - Supreme/ Prakash | 8 | Nos | 250 | 2000
|  |  |  | Service | Providing and fixing 4 inches longer Tee, Make - Supreme/ Prakash | 2 | Nos | 280 | 560
|  |  |  | Service | Providing and fixing End cap, Make - Supreme/ Prakash | 2 | Nos | 130 | 260
|  |  |  | Service | Providing and fixing foot valve 4 Inches, Make - Supreme/ Prakash | 2 | Nos | 1200 | 2400
|  |  |  | Service | Providing and constructing 400 mm pcc foundations | 60 | Sqft | 650 | 39000
[5 empty] | Total |  |  |  | 174620
[5 empty] | GST 0% |  |  |  | 0
[5 empty] | Grand Total |  |  |  | 174620
15 | 8100024212 | 2026-10-04 | ( AN04 ) HCL TECHNOLOGIES LIMITED | Material | Supply of Movicool L125 ¦ Industrial Air Cooler symphony, warranty-01year | 10 | Nos | 17000 | 170000
|  |  |  | Service | SITC of Cooler pump | 10 | Nos | 1200 | 12000
|  |  |  | Service | SITC of cooler electricity and water piping system as required | 10 | Job | 2500 | 25000
|  |  |  | Service | SITC 3-side high efficiency honeycomb cooling pads-same as per existing | 10 | Set | 3000 | 30000
[5 empty] | Total |  |  |  | 237000
[5 empty] | GST 0% |  |  |  | 0
[5 empty] | Grand Total |  |  |  | 237000

## Satya Praksh
S.no | PO No | Date | Site | Basic Amount | Tax | Total Amount | Remarks
1 | 9200156113 | 16.01.2026 | Sec-60 | 20648 | 3716.64 | 24364.64 | ODC-6 Cabin work
2 | 9200155896 | 13.01.2026 | Sec-126 | 22740 | 0 | 22740 | Replacement of Damaged Reception Glass Door Partition.
3 | 9200155744 | 12.01.2026 | Sec-60 | 145000 | 26100 | 171100 | Supply and fixing of Sadar Ali Stone
4 | 9200155755 | 12.01.2026 | Sec-60 | 63400 | 11412 | 74812 | MS railing in front of HVAC VRF ODU
5 | 8100022449 | 02.01.2026 | Sec-126 | 180000 | 32400 | 212400 | Rubber Mat Flooring for Gym Area for Noida Campus.
6 | 9200155196 | 31.12.2025 | Sec-126 | 554450 | 0 | 554450 | Chequered Plates to Close Gaps in Electrical Rooms at Tower3
7 | 9200154982 | 29.12.2025 | Sec-60 | 177500 | 31950 | 209450 | Wooden paneling on wall pertaining to A89 Sector- 60
8 | 9200152990 | 02.12.2025 | Sec-126 | 33000 | 0 | 33000 | Soil Digging Work (Fire Pipeline Tracing).
[5 empty] | 0 | 0
[5 empty] | 0 | 0
[5 empty] | 0 | 0
[5 empty] | 0 | 0
[5 empty] | 0 | 0
|  |  | Total | 1196738 | 105578.64 | 1302316.64

## HCL Sec-60
45 | 9200123435 | 21/10/2024 | ( AN08 ) HCL TECHNOLOGIES LIMITED - Sec-60 | Service | Providing and fixing Hose Box | 5 | Nos | 6370 | 31850 | 5 | Nos | Challan | 151/30.11.24
| PO Changed | 21/01/2025 |  | Service | Providing and fixing Four Way Inlet Breaching Application | 1 | Nos | 24255 | 24255 | 1 | Nos | Challan | 151/30.11.24
|  |  |  | Service | Providing and fixing Butterfly valve 100mm | 6 | Nos | 7644 | 45864 | 6 | Nos | Challan | 173/27.12.24
|  |  |  | Service | Providing and fixing NRV 100mm | 1 | Nos | 4488 | 4488 | 1 | Nos | Challan | 151/30.11.24
|  |  |  | Service | Providing and fixing Butterfly valve 80mm | 3 | Nos | 5733 | 17199 | 3 | Nos | Challan | 173/27.12.24
|  |  | 80mm | Service | Providing and fixing MS pipe C class (100mm) | 60 | Feet | 470 | 28200 | 60 | Feet | Challan | 173/27.12.24
|  |  | 100mm | Service | Providing and fixing MS pipe C class (80mm) | 60 | Feet | 647 | 38820 | 60 | Feet | Challan | 173/27.12.24
|  |  |  | Service | Providing and fixing MS Bands C class 80mm | 8 | Nos | 294 | 2352 | 8 | Nos | Challan | 173/27.12.24
|  |  |  | Service | Providing and fixing MS Bands C class 100mm | 3 | Nos | 490 | 1470 | 3 | Nos | Challan | 173/27.12.24
|  |  |  | Service | Old pipe dismantling 80 mm & 100mm | 120 | Feet | 245 | 29400
[5 empty] | Providing and fixing scaffolding on rental basis | 1 | Lot | 47040 | 47040
|  |  |  | Service | Providing and fixing not bolt | 10 | Kg | 235 | 2350 | 10 | Kg | Challan | 151/30.11.24
Total | [8 empty] | 273288
GST 18% | [8 empty] | 49191.84
Grand Total | [8 empty] | 322479.84
52 | 8100015391 | 2024-07-11 | ( AN08 ) HCL TECHNOLOGIES LIMITED - Sec-60 | Material | Supply of Product Name: 50 Hz Single Phase Duct Inline Fan, 220 V, Capacity(Air Volume): 3300 cfm SGBF-33 ( make vent model vsm 315) | 1 | Nos | 10200 | 10200
|  |  |  | Service | Installation of Duct Inline Fan with required material | 1 | Job | 3000 | 3000
|  |  |  | Service | Providing and Making Jindal Colour Coated Metro Sheet with required material- angles, nut bolt and washer cover of inline fans | 1 | Job | 12000 | 12000
Total | [8 empty] | 25200
GST 18% | [8 empty] | 4536
Grand Total | [8 empty] | 29736
63 | 9200127430 | 2024-11-12 | ( AN08 ) HCL TECHNOLOGIES LIMITED | Service | Supply & installation of Glass door floor spring machine Make-Dorma Model-BTS 75(180 Degree) | 10 | Nos | 15562 | 155620 | 10 | Nos | Challan | 0167/18.12.24
| Total | [7 empty] | 155620
| GST 18% | [7 empty] | 28011.6
| Grand Total | [7 empty] | 183631.6
64 | 9200127858 | 19/12/2024 | ( AN08 ) HCL TECHNOLOGIES LIMITED - Sec-60 | Service | P/f of aluminium framed partition, Powder coated framing up to true ceiling, providing and fixing of toughened glass 10mm thick up to 300 mm below of false ceiling, powder coated aluminium caging of 6mm Dia mess, above the glaze partition up to false ceiling level. all the necessary fittings and fastener, all framing materials, silicon and providing and fixing of Frosted film as per existing patterns only. End to end framing will be measured and paid | 1650 | Sqf | 395 | 651750 |  |  |  |  | 18%
|  |  |  | Service | Partition to be fixed up to true ceiling level and well anchored with concrete ceiling slab. The cost to be considered for all the hardware, glass connector, | 200 | Sqf | 130 | 26000 |  |  |  |  | 18%
|  |  |  | Service | Supply & installation of fixed glazing of 12mm thick toughened glass glazing door fixed in extruded aluminium framing, glazing system door as per manufactural specification . The rate should be inclusive of all complete as per design and drawing. Toughened Glass ,Saint- Gobin or equivalent make, All the hardware, Patch fittings make Dorma XLC series. Frosted film to be included in the cost of glazed door. Size- ( 1000x2100mm) | 4 | Nos | 26000 | 104000 |  |  |  |  | 18%
|  |  |  | Service | Removing and Fixing of Existing Grid fall ceiling after completion of partition wall work. Rate to include, alignments , providing and fixing of any hardware, ceiling framing material if required | 300 | Sqf | 26 | 7800 |  |  |  |  | 18%
|  |  |  | Service | Providing and Covering the floor by Polythene sheet for protecting dust and paint dots, the job included covering and tapping in corners | 3000 | Sqf | 7 | 21000 |  |  |  |  | 18%
|  |  |  | Service | Gypsum partition: Meeting Room :Gypsum Partition to have 48kg/cum density glasswool with non-woven tissue facings filled inside the partition & P&F of 75 mm thick gypsum board partitions consisting single layer of tapered edge 12mm thick gypsum sheet one side and second side up to 8 feet 12mm thick mdf sheet and Natural Veneer Sheet rest aria with 12 mm gypsum sheet along with glass wool, 1200mm wide gypsum plaster board on both sides of GI stud with inside the partitions, having all verticals at a gap of 600mm, with screws fixed with dry wall screws of 25mm at 300 mm centres with joints scattered, 48mm metal studs to be (0.5 mm thk. having one knurled flange of 34 mm and with joints scattered and another knurled flange of 36mm fabricated from G.I. sheets) placed in 50mm floor and ceiling channels @ 600 mm centres, floor channel fixed to concrete soleplate, and ceiling channel fixed to ceiling. And make Gypsum Partition 8 X 8 feet made out by 6 mm toughened glass and 100X50 wooden Frame | 220 | Sqf | 392 | 86240 |  |  |  |  | 18%
|  |  |  | Service | Providing and fixing of 12mm thick Toughened Glass door 2380 X 920 with new fitting OZONE make floor machine model no. 8400 and patch fittings and 25 mm round 18" ss finished H handle along with fixing charges | 1 | Job | 33800 | 33800 |  |  |  |  | 18%
|  |  |  | Service | Making of Wooden Panelling with Sun mica finish on Wall | 335 | Sqf | 195 | 65325 |  |  |  |  | 18%
|  |  |  | Service | Providing and fixing Wooden bidding / melding polished for Wooden Partition | 70 | Rft | 130 | 9100 |  |  |  |  | 18%
|  |  |  | Service | LED TV wiring With 3 nos 6A socket with single 16A switch | 1 | Set | 3900 | 3900 |  |  |  |  | 18%
|  |  |  | Service | Providing and fixing Honeywell HDMI Cable v2.0 with Ethernet, 3D/4K@60Hz Ultra HD Resolution, 1.5 Mtr, 18 GBPS Transmission Speed, High-Speed, Compatible with all HDMI Devices Laptop Desktop TV Set-top Box Gaming Console | 1 | Set | 1800 | 1800 |  |  |  |  | 18%
|  |  |  | Service | Providing and fixing Honeywell HDMI Cable v2.0 with Ethernet, 3D/4K@60Hz Ultra HD Resolution, 5 Mtr, 18 GBPS Transmission Speed, High-Speed, Compatible with all HDMI Devices Laptop Desktop TV Set-top Box Gaming Console | 1 | Set | 2500 | 2500 |  |  |  |  | 18%
|  |  |  | Service | Providing and Applying of Melamine Polish | 200 | Rft | 90 | 18000 |  |  |  |  | 18%
|  |  |  | Service | Providing & applying of 2 coat of Paint & primer on gypsum Partitions walls including preparation of surface ,applying cement-primer of approved make etc | 1000 | Sqf | 13 | 13000 |  |  |  |  | 18%
|  |  |  | Service | Providing & applying of 2 coat Wall Putty | 1000 | Sqf | 7 | 7000 |  |  |  |  | 18%
|  |  |  | Service | Making of Light Point with 4 Nos 6 Amp Switch with Wiring, Chasing | 1 | Job | 3250 | 3250 |  |  |  |  | 18%
|  |  |  | Service | Supply of Pasting of Floor Carpet | 80 | Sqf | 275 | 22000 |  |  |  |  | 18%
|  |  |  | Service | Providing and fixing of wooden 100x50 mm chokhat frame 2380 X 920 mm | 1 | Nos | 10400 | 10400 |  |  |  |  | 18%
|  |  |  | Service | Dismantle of existing work station and shifting to as direction by side Engineer | 1 | Job | 9000 | 9000 |  |  |  |  | 18%
|  |  |  | Service | Providing and fixing of frosted film on all glass door as per design to be approved with 10% of wastage of 3M make | 50 | Sqf | 90 | 4500 |  |  |  |  | 18%
|  |  |  | Service | Providing and fixing 6mm lacquered with 12 mm bord fixing with strd or silicon size 4x3 feet | 1 | Job | 13500 | 13500 |  |  |  |  | 18%
|  |  |  | Service | Providing and fixing MX HDMI Female to HDMI Female Panel Mounting Connector, 1080p 4K Full HD Resolution Support Adapter Connector Panel Mount for Conference Rooms & Home etc 2789 (Pack of 2) | 1 | Nos | 4000 | 4000 |  |  |  |  | 18%
|  |  |  | Service | Providing and fixing Wooden framing with polished for glass windows 3x1inch- RFT | 40 | Rft | 140 | 5600 |  |  |  |  | 18%
|  |  |  | Service | Providing of Philips (RC380B 25-Watt) LED Recessed Full Glow Panel (2X2 Panel) (Cool Day Light) | 50 | Nos | 2600 | 130000 |  |  |  |  | 18%
|  |  |  | Service | Providing and fixing 6 Seater Conference table made out by MS Frame Base and 25mm thick PLPB / MDF board with Waterfall edge/Flat Edge 2mm thick PVC edge with sun mica finish top with 2 nos POP Up Box 3x1inch | 1 | Nos | 84635 | 84635 |  |  |  |  | 18%
|  |  |  | Service | Providing of Conference Chair nos | 6 | Nos | 16300 | 97800 |  |  |  |  | 18%
|  |  |  | Service | Other misc. job like, relocating the table, electrical modification of switch socket, dismantling and refixing of light fixtures or other services required if any | 1 | Lot | 1500 | 1500 |  |  |  |  | 18%
|  |  |  | Service | Providing as Built Drawings in Autocad Format for complete floor after completion of works | 1 | Job | 56500 | 56500 |  |  |  |  | 18%
|  |  |  | Service | Providing and fixing of Fire Exit Plan Drawing with Pasting of 5 MM + 5 MM Sandwich Toughened Glass (Size 3' x 2.5') | 3 | Nos | 8200 | 24600 |  |  |  |  | 18%
|  |  |  | Service | Samsung 138 cm (55 inches) D Series Crystal 4K Vivid Pro Ultra HD Smart LED TV UA55DUE77AKLXL (Black) | 1 | Nos | 68500 | 68500 |  |  |  |  | 28%
| Total | [7 empty] | 1587000
| GST 18% | [7 empty] | 285660
| Grand Total | [7 empty] | 1872660

## 8100014714
PO. No- 8100014714
PO Date - 26/09/204
Site- ( AP08 ) HCL Technologies Limited - pune
Material Description | Qty | Unit | Rate | Amount
9 V lithium battery | 100 | Nos | 940 | 94000
Freight Charges | 1 | Job | 850 | 850
|  | Total Amount |  | 94850
PO. No- 8100014733
PO Date - 27/09/204
Site- ( LL12 ) HCL TECHNOLOGIES LIMITED - Lucknow
Sides with ACP sheet, Curtains front and back, Along with Wheels and detachable. Size: L40XW40XH78 INCHES Material : MDF Board and ACP Materials with PU screens and heavy-duty castor wheels warranty 1 year | 1 | Nos | 37100 | 37100
Transportation charges | 1 | Job | 8000 | 8000
|  | Total |  | 45100
|  | GST 18% |  | 8118
|  | Total Amount |  | 53218
PO. No- 8100014734
PO Date - 27/09/204
Site- ( LM05 ) HCL TECHNOLOGIES LIMITED - Nagpur
Sides with ACP sheet, Curtains front and back, Along with Wheels and detachable. Size: L40XW40XH78 INCHES Material : MDF Board and ACP Materials with PU screens and heavy-duty castor wheels warranty 1 year | 1 | Nos | 37100 | 37100
Transportation charges | 1 | Job | 8000 | 8000
|  | Total |  | 45100
|  | GST 18% |  | 8118
|  | Total Amount |  | 53218
PO. No-8100014735
PO Date - 27/09/204
Site- ( IG06 ) HCL TECHNOLOGIES LIMITED- Dundahera
Sides with ACP sheet, Curtains front and back, Along with Wheels and detachable. Size: L40XW40XH78 INCHES Material : MDF Board and ACP Materials with PU screens and heavy-duty castor wheels warranty 1 year | 1 | Nos | 37100 | 37100
Transportation charges | 1 | Job | 8000 | 8000
|  | Total |  | 45100
|  | GST 18% |  | 8118
|  | Total Amount |  | 53218
PO. No-8600050183
PO Date - 30/09/204
Site- ( AN04 ) HCL TECHNOLOGIES LIMITED
Supply of GI(B class) Pipes(12.5feet length,20mm dia) | 120 | Rft | 1180 | 141600
|  | Total |  | 141600
|  | GST 0% |  | 0
|  | Total Amount |  | 283200
PO. No-8600050184
PO Date - 30/09/204
Site- ( AN04 ) HCL TECHNOLOGIES LIMITED
Windsock Dia 24 X Length 72 Double Layer Parachute Cloth Fluorescent Orange & Green | 10 | Nos | 750 | 7500
|  | Total |  | 7500
|  | GST 0% |  | 0
|  | Total Amount |  | 7500
PO. No-8600050278
PO Date - 03/10/204
Site- ( AN04 ) HCL TECHNOLOGIES LIMITED
Supply of Tap Sensor eye - Jaquar ZSN-CHR-089 | 20 | Nos | 4800 | 96000
Supply of Urinal Sensor - Jaquar ZSN-CHR-031 | 30 | Nos | 4800 | 144000
Supply of Health Faucet full set - Jaquar ZSN-CHR | 60 | Nos | 1191 | 71460
|  | Total |  | 311460
|  | GST 18% |  | 56062.8
|  | Total Amount |  | 367522.8
PO. No-8600050331
PO Date - 04/10/204
Site- ( AN04 ) HCL TECHNOLOGIES LIMITED
Hand Spray Set- Jaquar Chr-573 | 50 | Nos | 1191 | 59550
Water Tap Sensor- Jaquar Zsn-Chr-089 | 6 | Nos | 4800 | 28800
Water Tap Sensor - Jaquar Zsn-Chr-053 | 5 | Nos | 8400 | 42000
Bottle Trap - Jaquar Ald-Chr-769L250X190 | 5 | Nos | 1356 | 6780
Urinal Sensor - Jaquar Zns-Chr-31 | 20 | Nos | 4800 | 96000
CPVC Solvent - Supreme 100 Gram Par Each | 10 | Nos | 160 | 1600
Waste Pipe - PVC 32 mm | 50 | Nos | 24 | 1200
Solenoid Valve - Jaquar Chr-032 | 20 | Nos | 2100 | 42000
Silicone - Dowsil 789 300Ml Per Each Clear & White | 10 | Nos | 260 | 2600
Washbasin Jali - Jaquar Ald-705 | 20 | Nos | 418 | 8360
Aerator - Eco 365 | 100 | Nos | 85 | 8500
Water Tap Check Nut- Jaquar Inner Thread | 100 | Nos | 140 | 14000
|  | Total |  | 311390
|  | GST 18% |  | 56050.2
|  | Total Amount |  | 367440.2
PO. No-9200123435
PO Date - 04/10/204
Site- ( AN08 ) HCL TECHNOLOGIES LIMITED - Sector -60
Providing and fixing Hose Box | 5 | Nos | 6370 | 31850
Providing and fixing Four Way Inlet Breaching Application | 1 | Nos | 24255 | 24255
Providing and fixing butterfly valve 100mm | 6 | Nos | 7644 | 45864
Providing and fixing NRV 100mm | 1 | Nos | 4488 | 4488
Providing and fixing Butterfly valve 80mm | 3 | Nos | 5733 | 17199
Providing and fixing MS pipe C class (80mm) | 60 | Feet | 470 | 28200
Providing and fixing MS pipe C class (100mm) | 60 | Nos | 647 | 38820
Providing and fixing MS Bands C class 80mm | 8 | Nos | 294 | 2352
Providing and fixing MS Bands C class 100mm | 3 | Nos | 490 | 1470
Old pipe dismantling 80 mm & 100mm | 120 | Feet | 245 | 29400
Providing and fixing scaffolding on rental basis | 1 | Job | 47040 | 47040
Providing and fixing not bolt | 10 | Kg | 235 | 2350
|  | Total |  | 273288
|  | GST 18% |  | 49191.84
|  | Total Amount |  | 322479.84
PO. No-8500032967
PO Date - 07/10/204
Site- ( AN04 ) HCL TECHNOLOGIES LIMITED
Providing, Making and fixing of MS pigeon locker stand made in 50x50x6mm MS angle outer frame size 5'x1.5'x6" with grinding buffing finishing with 1 coat red oxide primer 2 coat enamel paint | 10 | Nos | 3200 | 32000
|  | Total |  | 32000
|  | GST 0% |  | 0
|  | Total Amount |  | 32000
PO. No-8500032985
PO Date - 08/10/204
Site- ( AN04 ) HCL TECHNOLOGIES LIMITED
Supply of SS Trolley 4X3feet, Ht.-2.5ft with four PU castor wheels | 1 | Nos | 22000 | 22000
Supply of 06inches PU castor wheels as per existing | 4 | Nos | 800 | 3200
|  | Total |  | 25200
|  | GST 0% |  | 0
|  | Total Amount |  | 25200
PO. No-9200123698
PO Date - 08/10/204
Site- ( AN04 ) HCL TECHNOLOGIES LIMITED
Supply and fabrication SS Square Pipe 40X40X1.2mm with polycarbonate sheet 6 mm as per existing design | 180 | Sqf | 395 | 71100
Dismantling of Broken Shade as require | 1 | Job | 3900 | 3900
|  | Total |  | 75000
|  | GST 0% |  | 0
|  | Total Amount |  | 75000
PO. No-8600050468
PO Date - 09/10/204
Site- ( AN04 ) HCL TECHNOLOGIES LIMITED
Hand Spray Set, Make -Jaguar, Model -Chr-573 | 60 | Nos | 1191 | 71460
Water Tap Sensor, Make - Jaguar, Model -Zsn-Chr-089 | 12 | Nos | 4800 | 57600
Bottle Trap, Make - Jaguar, Model -Ald-Chr-769L250X190 | 10 | Nos | 1356 | 13560
Urinal Sensor, Make - Jaguar, Model -Zns-Chr-31. | 25 | Nos | 4800 | 120000
Solenoid Valve, Make - Jaguar, Model -Chr-032 | 10 | Nos | 2100 | 21000
Aerator, Make -Eco, Model -365 | 100 | Nos | 85 | 8500
Water Tap Check Nut, Make -Jaguar, Model -Inner Thread | 100 | Nos | 140 | 14000
Water Tap Sensor, Make -U-tech, Model -Utech 29B Sensor Chord For Wall Mounted Tap | 15 | Nos | 2500 | 37500
Sensor, Make -Roca, Model -Urinal Sensor Eye A5A8202A0N | 5 | Nos | 3600 | 18000
Solenoid Valve, Make -Roca, Model -Solenoid Valve 6V DC 2EU03020N062 | 5 | Nos | 2300 | 11500
Hexa Blade-12", Make -Standard, Model -2 side | 50 | Nos | 15 | 750
L-Bihar Hinges, Make -EBCO, Model -0.crank | 20 | Nos | 80 | 1600
PPM Kit, Make -Aquasol, Model -AE 201 | 10 | Nos | 1250 | 12500
|  | Total |  | 387970
|  | GST 18% |  | 69834.6
|  | Total Amount |  | 457804.6
PO. No-8100014982
PO Date - 15/10/204
Site- ( AN04 ) HCL TECHNOLOGIES LIMITED
Providing of 10Kg pressure 32mm OD UPVC pipe for Nozzles fixing on water body. For Door Darshan Waterbody - Supreme /Prince | 15 | Mtr | 55 | 825
Providing of 10Kg pressure 32mm UPVC Socket for Cantilever Waterbody - Supreme /Prince | 30 | Nos | 15 | 450
Providing of 10Kg pressure 32mm UPVC MTA for Door darshan (70)+ Cantilever (15) Waterbody - Supreme /Prince | 85 | Nos | 15 | 1275
Providing of 10Kg pressure 32mm Ball Valve UPVC for Cantilever Waterbody - Supreme /Prince | 15 | Nos | 175 | 2625
Providing of Brass Foam Jet Nozzle 3/4'' 40mm for Door darshan waterbody | 20 | Nos | 1300 | 26000
Providing of 10Kg pressure 40mm Ball Valve UPVC for EYE (70)+ Door darshan (70) Cascade Waterbody - Supreme /Prince | 140 | Nos | 280 | 39200
Providing of 10Kg pressure 40mm UPVC MTA for Eye Waterbody - Supreme /Prince | 70 | Nos | 18 | 1260
Providing of 10Kg pressure 40mm/32mm Bush UPVC for Door darshan Waterbody - Supreme /Prince | 70 | Nos | 18 | 1260
Providing of Heavy-Duty solvent for all Waterbody - Supreme /Prince | 2 | Ltr | 490 | 980
Providing of 10Kg pressure 40mm OD UPVC pipe for Nozzles fixing on water body for Cantilever Waterbody - Supreme /Prince | 12 | Mtr | 82 | 984
Providing of Submersible Cable 1.5 sqmm 4 Core for replacing of lighting damage wire - Havells/Polycab/RR | 90 | Mtr | 102 | 9180
Installation of 32mm , 40 mm UPVC pipe & Fittings for making nozzles connections including breaking and proper repair of existing pit as per site requirement with all necessary fittings, cutting , grinding etc. for Cascade Water body | 1 | Job | 7000 | 7000
Installation of Submersible Cable 1.5 sqmm 4 Core for replacing of lighting damage wire | 1 | Job | 2800 | 2800
Providing of 10Kg pressure 40mm UPVC Socket for Waterbodies - Supreme /Prince | 30 | Nos | 22 | 660
|  | Total |  | 94499
|  | GST 0% |  | 0
|  | Total Amount |  | 94499
PO. No-9200124118
PO Date - 15/10/204
Site- ( AG15 ) HCL TECHNOLOGIES LIMITED - Dundahera
Supply & Installation of Chimney with 5 mtr flexible duct and connecting with Building Return air Shaft,Make:Crompton/Hindware | 1 | Job | 26850 | 26850
|  | Total |  | 26850
|  | GST 0% |  | 0
|  | Total Amount |  | 26850
PO. No-8100015015
PO Date - 16/10/204
Site- ( AN04 ) HCL TECHNOLOGIES LIMITED
Supply of 2.5 X 3C Cu. flexible cable - Polycab | 750 | Mtr | 95 | 71250
Laying of 2.5 X 3 core flexible cable under ceiling, under wooden partition or under floor | 750 | Mtr | 24 | 18000
Supply and laying pvc conduit pipe 20 mm under ceiling and under wooden paneling | 750 | Mtr | 35 | 26250
Gypsum cutting and refixing | 500 | Sqft | 83 | 41500
Wooden paneling cutting and refixing | 500 | Sqft | 65 | 32500
Removing of laminate on wooden paneling | 900 | Sqft | 24 | 21600
Providing and pesting with adhesive of 1 mm laminate as existing Color and design as market availability | 1000 | Sqft | 147 | 147000
Chasing of floors and repairing after laying conduit pipe | 250 | Rft | 110 | 27500
Providing and fixing 6 Amp power point socket and switch 2+1 with cutting of wooden paneling on wall | 26 | Nos | 707.7 | 18400.2
|  | Total |  | 404000.2
|  | GST 0% |  | 0
|  | Total Amount |  | 404000.2
PO. No-8100015047
PO Date - 17/10/204
Site- ( AN04 ) HCL TECHNOLOGIES LIMITED
Supply of 3 core * 1.5 Sq mm Cu. Flexible cable | 500 | Mtr | 75 | 37500
Supply and fixing 6A combined box | 95 | Nos | 250 | 23750
Laying of 3 core * 1.5 Sq mm Cu. Flexible cable | 500 | Nos | 45 | 22500
Supply and fixing 20 mm PVC conduit pipe with accessories | 500 | Nos | 75 | 37500
|  | Total |  | 121250
|  | GST 0% |  | 0
|  | Total Amount |  | 121250
PO. No-9200124295
PO Date - 17/10/204
Site- ( AN04 ) HCL TECHNOLOGIES LIMITED
Supply & Shifting and Installation of SINTEX RENO WHITE, 5000 litres, white with Cutting and welding of MS structure and chakkar plate & Dismantling and refixing of motor and Gear box | 1 | Nos | 81000 | 81000
|  | Total |  | 81000
|  | GST 0% |  | 0
|  | Total Amount |  | 81000

## Metlife
S.No | PO No. | Po date | Site Address | PO Category | Material Description | Qty | Unit | Rate | Amount | Delivery Qty | Delivery UOM | Delivery Source | Delivery Challan No | Billing Qty | Billing Rate | Billing Amount | GST | GST Amount | Total Billing Amount | Bill No | Bill Date
1 | 93026-0000001623 | 2025-06-08 | Metlife Global |  | Supply & installation of AP mount in ceiling work , making of trap doors, and fixing of tiles and other work as per BOQ | 1 | Lot | 847200 | 847200 |  |  | K C Infra (Bill to ship to) | 14/08/2025 |  |  | 0 | 18% | 0 | 0 | UP/000071/25-26 | 2025-09-09
[16 empty] | 0 | 18% | 0 | 0
[16 empty] | 0 | 18% | 0 | 0
[5 empty] | Total |  |  |  | 847200
[5 empty] | GST 0% |  |  |  | 152496
[5 empty] | Grand Total |  |  |  | 999696 | [9 empty] | 0